## CAC Tariff Rates
Ergon Energy Corporation Limited
2019-20 network tariffs for Connection Asset Customers
2019-20 Rates
TARIFFS APPLYING TO CONNECTION ASSET CUSTOMERS GST Exclusive
Tariff Group | Tariff | Network Tariff Code | Default Distribution Loss Factor |  | Distribution Use Of System (DUOS) | [5 empty] | Transmission Use Of System (TUOS) |  |  | Jurisdictional Scheme Charge
[5 empty] | Connection Unit Charge (NDCUC) | Fixed Charge (NDFC) | Capacity Charge (NDKVACC) | Actual Demand Charge (NDKVAADC) | Volume Charge (NDVC) | Excess Reactive Power Charge | Fixed Charge (NTFC) | Capacity Charge (NTKVACC) | Volume Charge (NTVC) | Fixed Charge (JSCF) | Volume Charge (JSCV)
|  |  | Value | Code | $/day per connection unit | $/day | $/kVA of AD/month | $/kVA /month | $/kWh | $/excess kVAr per month | $/day | $/kVA of AD/month | $/kWh | $/day | $/kWh
CAC 66kV | East CAC 66kV TUOS Region 1 | EC66T1 | site specific |  | 9.209 | 121.2 | 3.283 | 2.388 | 0.00421 | 4 | 98.459 | 0.646 | 0.00874 | 0 | 0
| East CAC 66kV TUOS Region 2 | EC66T2 | site specific |  | 9.209 | 121.2 | 3.283 | 2.388 | 0.00421 | 4 | 73.225 | 1.431 | 0.01025 | 0 | 0
| East CAC 66kV TUOS Region 3 | EC66T3 | site specific |  | 9.209 | 121.2 | 3.283 | 2.388 | 0.00421 | 4 | 71.988 | 2.783 | 0.01312 | 0 | 0
| West CAC 66kV TUOS Region 1 | WC66T1 | site specific |  | 9.209 | 117 | 10.586 | 5.641 | 0.01046 | 4 | 98.459 | 0.646 | 0.00874 | 0 | 0
| West CAC 66kV TUOS Region 2 | WC66T2 | site specific |  | 9.209 | 117 | 10.586 | 5.641 | 0.01046 | 4 | 73.225 | 1.431 | 0.01025 | 0 | 0
| West CAC 66kVTUOS Region 3 | WC66T3 | site specific |  | 9.209 | 117 | 10.586 | 5.641 | 0.01046 | 4 | 71.988 | 2.783 | 0.01312 | 0 | 0
| Mount Isa CAC 66kV TUOS Region 4 | MC66T4 | site specific |  | POA | POA | POA | POA | POA | POA | POA | POA | POA | POA | POA
CAC 33kV | East CAC 33kVTUOS Region 1 | EC33T1 | site specific |  | 9.209 | 55.55 | 4.2 | 2.474 | 0.00421 | 4 | 98.459 | 0.646 | 0.00874 | 0 | 0
| East CAC 33kV TUOS Region 2 | EC33T2 | site specific |  | 9.209 | 55.55 | 4.2 | 2.474 | 0.00421 | 4 | 73.225 | 1.431 | 0.01025 | 0 | 0
| East CAC 33kV TUOS Region 3 | EC33T3 | site specific |  | 9.209 | 55.55 | 4.2 | 2.474 | 0.00421 | 4 | 71.988 | 2.783 | 0.01312 | 0 | 0
| West CAC 33kV TUOS Region 1 | WC33T1 | site specific |  | 9.209 | 50 | 17.392 | 23.904 | 0.01046 | 4 | 98.459 | 0.646 | 0.00874 | 0 | 0
| West CAC 33kV TUOS Region 2 | WC33T2 | site specific |  | 9.209 | 50 | 17.392 | 23.904 | 0.01046 | 4 | 73.225 | 1.431 | 0.01025 | 0 | 0
| West CAC 33kV TUOS Region 3 | WC33T3 | site specific |  | 9.209 | 50 | 17.392 | 23.904 | 0.01046 | 4 | 71.988 | 2.783 | 0.01312 | 0 | 0
| Mount Isa CAC 33kV TUOS Region 4 | MC33T4 | site specific |  | POA | POA | POA | POA | POA | POA | POA | POA | POA | POA | POA
CAC 22 - 11 kV Bus | East CAC 22/11kV Bus TUOS Region 1 | EC22BT1 | site specific |  | 9.209 | 41.41 | 4.975 | 2.999 | 0.00421 | 4 | 98.459 | 0.646 | 0.00874 | 0 | 0
| East CAC 22/11kV Bus TUOS Region 2 | EC22BT2 | site specific |  | 9.209 | 41.41 | 4.975 | 2.999 | 0.00421 | 4 | 73.225 | 1.431 | 0.01025 | 0 | 0
| East CAC 22/11kV Bus TUOS Region 3 | EC22BT3 | site specific |  | 9.209 | 41.41 | 4.975 | 2.999 | 0.00421 | 4 | 71.988 | 2.783 | 0.01312 | 0 | 0
| West CAC 22/11kV Bus TUOS Region 1 | WC22BT1 | site specific |  | POA | POA | POA | POA | POA | POA | POA | POA | POA | POA | POA
| West CAC 22/11kV Bus TUOS Region 2 | WC22BT2 | site specific |  | POA | POA | POA | POA | POA | POA | POA | POA | POA | POA | POA
| West CAC 22/11kV Bus TUOS Region 3 | WC22BT3 | site specific |  | POA | POA | POA | POA | POA | POA | POA | POA | POA | POA | POA
| Mount Isa CAC 22/11kV Bus TUOS Region 4 | MC22BT4 | site specific |  | POA | POA | POA | POA | POA | POA | POA | POA | POA | POA | POA
CAC 22 - 11 kV Line | East CAC 22/11kV Line TUOS Region 1 | EC22LT1 | site specific |  | 9.209 | 33.33 | 10.45 | 6.05 | 0.00421 | 4 | 98.459 | 0.646 | 0.00874 | 0 | 0
| East CAC 22/11kV Line TUOS Region 2 | EC22LT2 | site specific |  | 9.209 | 33.33 | 10.45 | 6.05 | 0.00421 | 4 | 73.225 | 1.431 | 0.01025 | 0 | 0
| East CAC 22/11kV Line TUOS Region 3 | EC22LT3 | site specific |  | 9.209 | 33.33 | 10.45 | 6.05 | 0.00421 | 4 | 71.988 | 2.783 | 0.01312 | 0 | 0
| West CAC 22/11kV Line TUOS Region 1 | WC22LT1 | site specific |  | 9.209 | 32 | 26.88 | 24.96 | 0.01046 | 4 | 98.459 | 0.646 | 0.00874 | 0 | 0
| West CAC 22/11kV Line TUOS Region 2 | WC22LT2 | site specific |  | 9.209 | 32 | 26.88 | 24.96 | 0.01046 | 4 | 73.225 | 1.431 | 0.01025 | 0 | 0
| West CAC 22/11kV Line TUOS Region 3 | WC22LT3 | site specific |  | 9.209 | 32 | 26.88 | 24.96 | 0.01046 | 4 | 71.988 | 2.783 | 0.01312 | 0 | 0
| Mount Isa CAC 22/11kV Line TUOS Region 4 | MC22LT4 | site specific |  | POA | POA | POA | POA | POA | POA | POA | POA | POA | POA | POA
Please refer to the Network Tariff Guide for Standard Control Services - Appendix 1 for application of these tariffs.
www.ergon.com.au/networktariffs
2019-20 Rates
TARIFFS APPLYING TO CONNECTION ASSET CUSTOMERS SEASONAL TIME-OF-USE-DEMAND GST Exclusive
Tariff Group | Tariff | Network Tariff Code | Default Distribution Loss Factor |  | Distribution Use Of System (DUOS) | [5 empty] | Transmission Use Of System (TUOS) |  |  | Jurisdictional Scheme Charge
[5 empty] | Connection Unit Charge (NDCUC) | Fixed Charge (NDFC) | Capacity Charge Off-Peak (NDKVACCOP) | Actual Demand Charge Peak (NDKVADCP) | Excess Reactive Power Charge (NDERPC) | Volume Charge Off-Peak (NDVCOP) | Fixed Charge (NTFC) | Capacity Charge (NTKVACC) | Volume Charge (NTVC) | Fixed Charge (JSCF) | Volume Charge (JSCV)
|  |  | Value | Code | $/day per connection unit | $/day | $/kVA of AD per month | $/kVA /month | $/excess kVAr per month | $/kWh | $/day | $/kVA of AD/ month | $/kWh | $/day | $/kWh
Seasonal TOU Demand CAC Higher Voltage (33-66kV) | East CAC Higher Voltage STOUD TUOS Region 1 | EC66TOUT1 | site specific |  | 9.209 | 0 | 5.535 | 11 | 4 | 0.0037 | 98.459 | 0.646 | 0.00874 | 0 | 0
| East CAC Higher Voltage STOUD TUOS Region 2 | EC66TOUT2 | site specific |  | 9.209 | 0 | 5.535 | 11 | 4 | 0.0037 | 73.225 | 1.431 | 0.01025 | 0 | 0
| East CAC Higher Voltage STOUD TUOS Region 3 | EC66TOUT3 | site specific |  | 9.209 | 0 | 5.535 | 11 | 4 | 0.0037 | 71.988 | 2.783 | 0.01312 | 0 | 0
| West Higher Voltage CAC STOUD TUOS Region 1 | WC66TOUT1 | site specific |  | 9.209 | 0 | 19.475 | 27.666 | 4 | 0.02987 | 98.459 | 0.646 | 0.00874 | 0 | 0
| West CAC Higher Voltage STOUD TUOS Region 2 | WC66TOUT2 | site specific |  | 9.209 | 0 | 19.475 | 27.666 | 4 | 0.02987 | 73.225 | 1.431 | 0.01025 | 0 | 0
| West CAC Higher Voltage STOUD TUOS Region 3 | WC66TOUT3 | site specific |  | 9.209 | 0 | 19.475 | 27.666 | 4 | 0.02987 | 71.988 | 2.783 | 0.01312 | 0 | 0
| Mount Isa CAC Higher Voltage STOUD TUOS Region 4 | MC66TOUT4 | site specific |  | POA | POA | POA | POA | POA | POA | POA | POA | POA | POA | POA
Seasonal TOU Demand CAC 22/11kV Bus | East CAC 22/11kV Bus STOUD TUOS Region 1 | EC22BTOUT1 | site specific |  | 9.209 | 0 | 3.69 | 41.435 | 4 | 0.0037 | 98.459 | 0.646 | 0.00874 | 0 | 0
| East CAC 22/11kV Bus STOUD TUOS Region 2 | EC22BTOUT2 | site specific |  | 9.209 | 0 | 3.69 | 41.435 | 4 | 0.0037 | 73.225 | 1.431 | 0.01025 | 0 | 0
| East CAC 22/11kV Bus STOUD TUOS Region 3 | EC22BTOUT3 | site specific |  | 9.209 | 0 | 3.69 | 41.435 | 4 | 0.0037 | 71.988 | 2.783 | 0.01312 | 0 | 0
| West CAC 22/11kV Bus STOUD TUOS Region 1 | WC22BTOUT1 | site specific |  | POA | POA | POA | POA | POA | POA | POA | POA | POA | POA | POA
| West CAC 22/11kV Bus STOUD TUOS Region 2 | WC22BTOUT2 | site specific |  | POA | POA | POA | POA | POA | POA | POA | POA | POA | POA | POA
| West CAC 22/11kV Bus STOUD TUOS Region 3 | WC22BTOUT3 | site specific |  | POA | POA | POA | POA | POA | POA | POA | POA | POA | POA | POA
| Mount Isa CAC 22/11kV Bus STOUD TUOS Region 4 | MC22BTOUT4 | site specific |  | POA | POA | POA | POA | POA | POA | POA | POA | POA | POA | POA
Seasonal TOU Demand CAC 22/11kV Line | East CAC 22/11kV Line STOUD TUOS Region 1 | EC22LTOUT1 | site specific |  | 9.209 | 0 | 7.38 | 72.333 | 4 | 0.0037 | 98.459 | 0.646 | 0.00874 | 0 | 0
| East CAC 22/11kV Line STOUD TUOS Region 2 | EC22LTOUT2 | site specific |  | 9.209 | 0 | 7.38 | 72.333 | 4 | 0.0037 | 73.225 | 1.431 | 0.01025 | 0 | 0
| East CAC 22/11kV Line STOUD TUOS Region 3 | EC22LTOUT3 | site specific |  | 9.209 | 0 | 7.38 | 72.333 | 4 | 0.0037 | 71.988 | 2.783 | 0.01312 | 0 | 0
| West CAC 22/11kV Line STOUD TUOS Region 1 | WC22LTOUT1 | site specific |  | 9.209 | 0 | 30.442 | 181 | 4 | 0.02987 | 98.459 | 0.646 | 0.00874 | 0 | 0
| West CAC 22/11kV Line STOUD TUOS Region 2 | WC22LTOUT2 | site specific |  | 9.209 | 0 | 30.442 | 181 | 4 | 0.02987 | 73.225 | 1.431 | 0.01025 | 0 | 0
| West CAC 22/11kV Line STOUD TUOS Region 3 | WC22LTOUT3 | site specific |  | 9.209 | 0 | 30.442 | 181 | 4 | 0.02987 | 71.988 | 2.783 | 0.01312 | 0 | 0
| Mount Isa CAC 22/11kV Line STOUD TUOS Region 4 | MC22LTOUT4 | site specific |  | POA | POA | POA | POA | POA | POA | POA | POA | POA | POA | POA
Please refer to the Network Tariff Guide for Standard Control Services - Appendix 1 for application of these tariffs.
www.ergon.com.au/networktariffs

## SAC Large Tariff Rates
Ergon Energy Corporation Limited
2019-20 network tariffs for Standard Asset Customers >100 MWh per annum
2019-20 Rates
TARIFFS APPLYING TO STANDARD ASSET CUSTOMERS – LARGE (>100 MWh per annum) SEASONAL-TIME-OF-USE-DEMAND (STOUD) GST Exclusive
Tariff Group | Tariff | Network Tariff Code | Threshold Above Which Demand Charge Applies |  | Default Distribution Loss Factor |  | Distribution Use Of System (DUOS) |  |  |  |  | Transmission Use Of System (TUOS) |  |  |  | Jurisdictional Scheme Charge |  | ACS Meter Charges
[7 empty] | Fixed Charge (NDFC) | Actual Demand Charge |  | Volume Charge |  | Fixed Charge (NTFC) | Actual Demand Charge |  | Volume Charge (NTVC) | Fixed Charge (JSCF) | Volume Charge (JSCV) | Primary Service Fixed Charge Capital (ACSMCC) | Primary Service Fixed Charge Non-Capital (ACSMNCC)
[8 empty] | Peak (NDDCP) | Off-peak (NDDCOP) | Peak (NDVCP) | Off-peak (NDVCOP) |  | Peak (NTDCP) | Off-peak (NTDCOP)
|  |  | Peak kW | Off-peak kW | Value | Code | $/day | $/kW/mth | $/kW/mth | $/kWh | $/kWh | $/day | $/kW/mth | $/kW/mth | $/kWh | $/day | $/kWh | $/day | $/day
Seasonal TOU Demand | East STOUD TUOS Region 1 | ESTOUDCT1 | 20 | 40 | 1.097 | GELL | 27 | 59.087 | 9.499 | 0 | 0.02227 | 4.14 | 0.885 | 0.885 | 0.00933 | 0 | 0 | 0 | 0
|  | ESTOUDXT1 | 20 | 40 | 1.097 | GELL | 27 | 59.087 | 9.499 | 0 | 0.02227 | 4.14 | 0.885 | 0.885 | 0.00933 | 0 | 0 | 0.03926 | 0
|  | ESTOUDBT1 | 20 | 40 | 1.097 | GELL | 27 | 59.087 | 9.499 | 0 | 0.02227 | 4.14 | 0.885 | 0.885 | 0.00933 | 0 | 0 | 0 | 0.10716
| East STOUD TUOS Region 2 | ESTOUDCT2 | 20 | 40 | 1.097 | GELL | 27 | 59.087 | 9.499 | 0 | 0.02227 | 5.858 | 1.963 | 1.963 | 0.01101 | 0 | 0 | 0 | 0
|  | ESTOUDXT2 | 20 | 40 | 1.097 | GELL | 27 | 59.087 | 9.499 | 0 | 0.02227 | 5.858 | 1.963 | 1.963 | 0.01101 | 0 | 0 | 0.03926 | 0
|  | ESTOUDBT2 | 20 | 40 | 1.097 | GELL | 27 | 59.087 | 9.499 | 0 | 0.02227 | 5.858 | 1.963 | 1.963 | 0.01101 | 0 | 0 | 0 | 0.10716
| East STOUD TUOS Region 3 | ESTOUDCT3 | 20 | 40 | 1.097 | GELL | 27 | 59.087 | 9.499 | 0 | 0.02227 | 7.949 | 3.857 | 3.857 | 0.01346 | 0 | 0 | 0 | 0
|  | ESTOUDXT3 | 20 | 40 | 1.097 | GELL | 27 | 59.087 | 9.499 | 0 | 0.02227 | 7.949 | 3.857 | 3.857 | 0.01346 | 0 | 0 | 0.03926 | 0
|  | ESTOUDBT3 | 20 | 40 | 1.097 | GELL | 27 | 59.087 | 9.499 | 0 | 0.02227 | 7.949 | 3.857 | 3.857 | 0.01346 | 0 | 0 | 0 | 0.10716
| West STOUD TUOS Region 1 | WSTOUDCT1 | 20 | 40 | 1.329 | GWLL | 90 | 147.914 | 39.501 | 0 | 0.04 | 4.14 | 0.885 | 0.885 | 0.00933 | 0 | 0 | 0 | 0
|  | WSTOUDXT1 | 20 | 40 | 1.329 | GWLL | 90 | 147.914 | 39.501 | 0 | 0.04 | 4.14 | 0.885 | 0.885 | 0.00933 | 0 | 0 | 0.03926 | 0
|  | WSTOUDBT1 | 20 | 40 | 1.329 | GWLL | 90 | 147.914 | 39.501 | 0 | 0.04 | 4.14 | 0.885 | 0.885 | 0.00933 | 0 | 0 | 0 | 0.10716
| West STOUD TUOS Region 2 | WSTOUDCT2 | 20 | 40 | 1.329 | GWLL | 90 | 147.914 | 39.501 | 0 | 0.04 | 5.858 | 1.963 | 1.963 | 0.01101 | 0 | 0 | 0 | 0
|  | WSTOUDXT2 | 20 | 40 | 1.329 | GWLL | 90 | 147.914 | 39.501 | 0 | 0.04 | 5.858 | 1.963 | 1.963 | 0.01101 | 0 | 0 | 0.03926 | 0
|  | WSTOUDBT2 | 20 | 40 | 1.329 | GWLL | 90 | 147.914 | 39.501 | 0 | 0.04 | 5.858 | 1.963 | 1.963 | 0.01101 | 0 | 0 | 0 | 0.10716
| West STOUD TUOS Region 3 | WSTOUDCT3 | 20 | 40 | 1.329 | GWLL | 90 | 147.914 | 39.501 | 0 | 0.04 | 7.949 | 3.857 | 3.857 | 0.01346 | 0 | 0 | 0 | 0
|  | WSTOUDXT3 | 20 | 40 | 1.329 | GWLL | 90 | 147.914 | 39.501 | 0 | 0.04 | 7.949 | 3.857 | 3.857 | 0.01346 | 0 | 0 | 0.03926 | 0
|  | WSTOUDBT3 | 20 | 40 | 1.329 | GWLL | 90 | 147.914 | 39.501 | 0 | 0.04 | 7.949 | 3.857 | 3.857 | 0.01346 | 0 | 0 | 0 | 0.10716
| Mount Isa STOUD TUOS Region 4 | MSTOUDCT4 | 20 | 40 | 1.076 | GMLL | 18 | 59.065 | 2.079 | 0 | 0.009 | 3.929 | 0.627 | 0.627 | 0.00074 | 0 | 0 | 0 | 0
|  | MSTOUDXT4 | 20 | 40 | 1.076 | GMLL | 18 | 59.065 | 2.079 | 0 | 0.009 | 3.929 | 0.627 | 0.627 | 0.00074 | 0 | 0 | 0.03926 | 0
|  | MSTOUDBT4 | 20 | 40 | 1.076 | GMLL | 18 | 59.065 | 2.079 | 0 | 0.009 | 3.929 | 0.627 | 0.627 | 0.00074 | 0 | 0 | 0 | 0.10716
Please refer to the Network Tariff Guide for Standard Control Services - Appendix 1 for application of these tariffs.
www.ergon.com.au/networktariffs
2019-20 Rates
TARIFFS APPLYING TO STANDARD ASSET CUSTOMERS – LARGE (>100 MWh per annum) GST Exclusive
Tariff Group | Tariff | Network Tariff Code | Threshold Above Which Demand Charge Applies | Default Distribution Loss Factor |  | Distribution Use Of System (DUOS) |  |  | Transmission Use Of System (TUOS) |  |  | Jurisdictional Scheme Charge |  | ACS Meter Charges
[6 empty] | Fixed Charge (NDFC) | Actual Demand Charge (NDTD) | Volume Charge (NDVC) | Fixed Charge (NTFC) | Actual Demand Charge (NTTD) | Volume Charge (NTVC) | Fixed Charge (JSCF) | Volume Charge (JSCV) | Primary Service Fixed Charge Capital (ACSMCC) | Primary Service Fixed Charge Non-Capital (ACSMNCC)
|  |  | kW | Value | Code | $/day | $/kW /month | $/kWh | $/day | $/kW /month | $/kWh | $/day | $/kWh | $/day | $/day
Demand Large | East Demand Large TUOS Region 1 | EDLTT1 | 400 | 1.072 | GELB | 340.092 | 18.988 | 0.00319 | 14.759 | 0.885 | 0.00933 | 0 | 0 | 0.03926 | 0.10716
|  | EDLTCT1 | 400 | 1.072 | GELB | 340.092 | 18.988 | 0.00319 | 14.759 | 0.885 | 0.00933 | 0 | 0 | 0 | 0
|  | EDLTXT1 | 400 | 1.072 | GELB | 340.092 | 18.988 | 0.00319 | 14.759 | 0.885 | 0.00933 | 0 | 0 | 0.03926 | 0
|  | EDLTBT1 | 400 | 1.072 | GELB | 340.092 | 18.988 | 0.00319 | 14.759 | 0.885 | 0.00933 | 0 | 0 | 0 | 0.10716
| East Demand Large TUOS Region 2 | EDLTT2 | 400 | 1.072 | GELB | 340.092 | 18.988 | 0.00319 | 29.403 | 1.963 | 0.01101 | 0 | 0 | 0.03926 | 0.10716
|  | EDLTCT2 | 400 | 1.072 | GELB | 340.092 | 18.988 | 0.00319 | 29.403 | 1.963 | 0.01101 | 0 | 0 | 0 | 0
|  | EDLTXT2 | 400 | 1.072 | GELB | 340.092 | 18.988 | 0.00319 | 29.403 | 1.963 | 0.01101 | 0 | 0 | 0.03926 | 0
|  | EDLTBT2 | 400 | 1.072 | GELB | 340.092 | 18.988 | 0.00319 | 29.403 | 1.963 | 0.01101 | 0 | 0 | 0 | 0.10716
| East Demand Large TUOS Region 3 | EDLTT3 | 400 | 1.072 | GELB | 340.092 | 18.988 | 0.00319 | 54.209 | 3.857 | 0.01346 | 0 | 0 | 0.03926 | 0.10716
|  | EDLTCT3 | 400 | 1.072 | GELB | 340.092 | 18.988 | 0.00319 | 54.209 | 3.857 | 0.01346 | 0 | 0 | 0 | 0
|  | EDLTXT3 | 400 | 1.072 | GELB | 340.092 | 18.988 | 0.00319 | 54.209 | 3.857 | 0.01346 | 0 | 0 | 0.03926 | 0
|  | EDLTBT3 | 400 | 1.072 | GELB | 340.092 | 18.988 | 0.00319 | 54.209 | 3.857 | 0.01346 | 0 | 0 | 0 | 0.10716
| West Demand Large TUOS Region 1 | WDLTT1 | 400 | 1.143 | GWLB | 1103.307 | 73.5 | 0.00319 | 14.759 | 0.885 | 0.00933 | 0 | 0 | 0.03926 | 0.10716
|  | WDLTCT1 | 400 | 1.143 | GWLB | 1103.307 | 73.5 | 0.00319 | 14.759 | 0.885 | 0.00933 | 0 | 0 | 0 | 0
|  | WDLTXT1 | 400 | 1.143 | GWLB | 1103.307 | 73.5 | 0.00319 | 14.759 | 0.885 | 0.00933 | 0 | 0 | 0.03926 | 0
|  | WDLTBT1 | 400 | 1.143 | GWLB | 1103.307 | 73.5 | 0.00319 | 14.759 | 0.885 | 0.00933 | 0 | 0 | 0 | 0.10716
| West Demand Large TUOS Region 2 | WDLTT2 | 400 | 1.143 | GWLB | 1103.307 | 73.5 | 0.00319 | 29.403 | 1.963 | 0.01101 | 0 | 0 | 0.03926 | 0.10716
|  | WDLTCT2 | 400 | 1.143 | GWLB | 1103.307 | 73.5 | 0.00319 | 29.403 | 1.963 | 0.01101 | 0 | 0 | 0 | 0
|  | WDLTXT2 | 400 | 1.143 | GWLB | 1103.307 | 73.5 | 0.00319 | 29.403 | 1.963 | 0.01101 | 0 | 0 | 0.03926 | 0
|  | WDLTBT2 | 400 | 1.143 | GWLB | 1103.307 | 73.5 | 0.00319 | 29.403 | 1.963 | 0.01101 | 0 | 0 | 0 | 0.10716
| West Demand Large TUOS Region 3 | WDLTT3 | 400 | 1.143 | GWLB | 1103.307 | 73.5 | 0.00319 | 54.209 | 3.857 | 0.01346 | 0 | 0 | 0.03926 | 0.10716
|  | WDLTCT3 | 400 | 1.143 | GWLB | 1103.307 | 73.5 | 0.00319 | 54.209 | 3.857 | 0.01346 | 0 | 0 | 0 | 0
|  | WDLTXT3 | 400 | 1.143 | GWLB | 1103.307 | 73.5 | 0.00319 | 54.209 | 3.857 | 0.01346 | 0 | 0 | 0.03926 | 0
|  | WDLTBT3 | 400 | 1.143 | GWLB | 1103.307 | 73.5 | 0.00319 | 54.209 | 3.857 | 0.01346 | 0 | 0 | 0 | 0.10716
| Mount Isa Demand Large TUOS Region 4 | MDLTT4 | 400 | 1.064 | GMLB | 220.215 | 12.097 | 0.00375 | 11.449 | 0.627 | 0.00074 | 0 | 0 | 0.03926 | 0.10716
|  | MDLTCT4 | 400 | 1.064 | GMLB | 220.215 | 12.097 | 0.00375 | 11.449 | 0.627 | 0.00074 | 0 | 0 | 0 | 0
|  | MDLTXT4 | 400 | 1.064 | GMLB | 220.215 | 12.097 | 0.00375 | 11.449 | 0.627 | 0.00074 | 0 | 0 | 0.03926 | 0
|  | MDLTBT4 | 400 | 1.064 | GMLB | 220.215 | 12.097 | 0.00375 | 11.449 | 0.627 | 0.00074 | 0 | 0 | 0 | 0.10716
Demand Medium | East Demand Medium TUOS Region 1 | EDMTT1 | 120 | 1.097 | GELL | 128.73 | 23.389 | 0.00319 | 6.613 | 0.885 | 0.00933 | 0 | 0 | 0.03926 | 0.10716
|  | EDMTCT1 | 120 | 1.097 | GELL | 128.73 | 23.389 | 0.00319 | 6.613 | 0.885 | 0.00933 | 0 | 0 | 0 | 0
|  | EDMTXT1 | 120 | 1.097 | GELL | 128.73 | 23.389 | 0.00319 | 6.613 | 0.885 | 0.00933 | 0 | 0 | 0.03926 | 0
|  | EDMTBT1 | 120 | 1.097 | GELL | 128.73 | 23.389 | 0.00319 | 6.613 | 0.885 | 0.00933 | 0 | 0 | 0 | 0.10716
| East Demand Medium TUOS Region 2 | EDMTT2 | 120 | 1.097 | GELL | 128.73 | 23.389 | 0.00319 | 11.341 | 1.963 | 0.01101 | 0 | 0 | 0.03926 | 0.10716
|  | EDMTCT2 | 120 | 1.097 | GELL | 128.73 | 23.389 | 0.00319 | 11.341 | 1.963 | 0.01101 | 0 | 0 | 0 | 0
|  | EDMTXT2 | 120 | 1.097 | GELL | 128.73 | 23.389 | 0.00319 | 11.341 | 1.963 | 0.01101 | 0 | 0 | 0.03926 | 0
|  | EDMTBT2 | 120 | 1.097 | GELL | 128.73 | 23.389 | 0.00319 | 11.341 | 1.963 | 0.01101 | 0 | 0 | 0 | 0.10716
| East Demand Medium TUOS Region 3 | EDMTT3 | 120 | 1.097 | GELL | 128.73 | 23.389 | 0.00319 | 18.722 | 3.857 | 0.01346 | 0 | 0 | 0.03926 | 0.10716
|  | EDMTCT3 | 120 | 1.097 | GELL | 128.73 | 23.389 | 0.00319 | 18.722 | 3.857 | 0.01346 | 0 | 0 | 0 | 0
|  | EDMTXT3 | 120 | 1.097 | GELL | 128.73 | 23.389 | 0.00319 | 18.722 | 3.857 | 0.01346 | 0 | 0 | 0.03926 | 0
|  | EDMTBT3 | 120 | 1.097 | GELL | 128.73 | 23.389 | 0.00319 | 18.722 | 3.857 | 0.01346 | 0 | 0 | 0 | 0.10716
| West Demand Medium TUOS Region 1 | WDMTT1 | 120 | 1.329 | GWLL | 344.881 | 86.092 | 0.00319 | 6.613 | 0.885 | 0.00933 | 0 | 0 | 0.03926 | 0.10716
|  | WDMTCT1 | 120 | 1.329 | GWLL | 344.881 | 86.092 | 0.00319 | 6.613 | 0.885 | 0.00933 | 0 | 0 | 0 | 0
|  | WDMTXT1 | 120 | 1.329 | GWLL | 344.881 | 86.092 | 0.00319 | 6.613 | 0.885 | 0.00933 | 0 | 0 | 0.03926 | 0
|  | WDMTBT1 | 120 | 1.329 | GWLL | 344.881 | 86.092 | 0.00319 | 6.613 | 0.885 | 0.00933 | 0 | 0 | 0 | 0.10716
| West Demand Medium TUOS Region 2 | WDMTT2 | 120 | 1.329 | GWLL | 344.881 | 86.092 | 0.00319 | 11.341 | 1.963 | 0.01101 | 0 | 0 | 0.03926 | 0.10716
|  | WDMTCT2 | 120 | 1.329 | GWLL | 344.881 | 86.092 | 0.00319 | 11.341 | 1.963 | 0.01101 | 0 | 0 | 0 | 0
|  | WDMTXT2 | 120 | 1.329 | GWLL | 344.881 | 86.092 | 0.00319 | 11.341 | 1.963 | 0.01101 | 0 | 0 | 0.03926 | 0
|  | WDMTBT2 | 120 | 1.329 | GWLL | 344.881 | 86.092 | 0.00319 | 11.341 | 1.963 | 0.01101 | 0 | 0 | 0 | 0.10716
| West Demand Medium TUOS Region 3 | WDMTT3 | 120 | 1.329 | GWLL | 344.881 | 86.092 | 0.00319 | 18.722 | 3.857 | 0.01346 | 0 | 0 | 0.03926 | 0.10716
|  | WDMTCT3 | 120 | 1.329 | GWLL | 344.881 | 86.092 | 0.00319 | 18.722 | 3.857 | 0.01346 | 0 | 0 | 0 | 0
|  | WDMTXT3 | 120 | 1.329 | GWLL | 344.881 | 86.092 | 0.00319 | 18.722 | 3.857 | 0.01346 | 0 | 0 | 0.03926 | 0
|  | WDMTBT3 | 120 | 1.329 | GWLL | 344.881 | 86.092 | 0.00319 | 18.722 | 3.857 | 0.01346 | 0 | 0 | 0 | 0.10716
| Mount Isa Demand Medium TUOS Region 4 | MDMTT4 | 120 | 1.076 | GMLL | 76.504 | 15.921 | 0.00375 | 5.68 | 0.627 | 0.00074 | 0 | 0 | 0.03926 | 0.10716
|  | MDMTCT4 | 120 | 1.076 | GMLL | 76.504 | 15.921 | 0.00375 | 5.68 | 0.627 | 0.00074 | 0 | 0 | 0 | 0
|  | MDMTXT4 | 120 | 1.076 | GMLL | 76.504 | 15.921 | 0.00375 | 5.68 | 0.627 | 0.00074 | 0 | 0 | 0.03926 | 0
|  | MDMTBT4 | 120 | 1.076 | GMLL | 76.504 | 15.921 | 0.00375 | 5.68 | 0.627 | 0.00074 | 0 | 0 | 0 | 0.10716
Demand Small | East Demand Small TUOS Region 1 | EDSTT1 | 30 | 1.097 | GELL | 36.296 | 31.705 | 0.00319 | 3.995 | 0.885 | 0.00933 | 0 | 0 | 0.03926 | 0.10716
|  | EDSTCT1 | 30 | 1.097 | GELL | 36.296 | 31.705 | 0.00319 | 3.995 | 0.885 | 0.00933 | 0 | 0 | 0 | 0
|  | EDSTXT1 | 30 | 1.097 | GELL | 36.296 | 31.705 | 0.00319 | 3.995 | 0.885 | 0.00933 | 0 | 0 | 0.03926 | 0
|  | EDSTBT1 | 30 | 1.097 | GELL | 36.296 | 31.705 | 0.00319 | 3.995 | 0.885 | 0.00933 | 0 | 0 | 0 | 0.10716
| East Demand Small TUOS Region 2 | EDSTT2 | 30 | 1.097 | GELL | 36.296 | 31.705 | 0.00319 | 5.535 | 1.963 | 0.01101 | 0 | 0 | 0.03926 | 0.10716
|  | EDSTCT2 | 30 | 1.097 | GELL | 36.296 | 31.705 | 0.00319 | 5.535 | 1.963 | 0.01101 | 0 | 0 | 0 | 0
|  | EDSTXT2 | 30 | 1.097 | GELL | 36.296 | 31.705 | 0.00319 | 5.535 | 1.963 | 0.01101 | 0 | 0 | 0.03926 | 0
|  | EDSTBT2 | 30 | 1.097 | GELL | 36.296 | 31.705 | 0.00319 | 5.535 | 1.963 | 0.01101 | 0 | 0 | 0 | 0.10716
| East Demand Small TUOS Region 3 | EDSTT3 | 30 | 1.097 | GELL | 36.296 | 31.705 | 0.00319 | 7.316 | 3.857 | 0.01346 | 0 | 0 | 0.03926 | 0.10716
|  | EDSTCT3 | 30 | 1.097 | GELL | 36.296 | 31.705 | 0.00319 | 7.316 | 3.857 | 0.01346 | 0 | 0 | 0 | 0
|  | EDSTXT3 | 30 | 1.097 | GELL | 36.296 | 31.705 | 0.00319 | 7.316 | 3.857 | 0.01346 | 0 | 0 | 0.03926 | 0
|  | EDSTBT3 | 30 | 1.097 | GELL | 36.296 | 31.705 | 0.00319 | 7.316 | 3.857 | 0.01346 | 0 | 0 | 0 | 0.10716
| West Demand Small TUOS Region 1 | WDSTT1 | 30 | 1.329 | GWLL | 89.516 | 87.606 | 0.00319 | 3.995 | 0.885 | 0.00933 | 0 | 0 | 0.03926 | 0.10716
|  | WDSTCT1 | 30 | 1.329 | GWLL | 89.516 | 87.606 | 0.00319 | 3.995 | 0.885 | 0.00933 | 0 | 0 | 0 | 0
|  | WDSTXT1 | 30 | 1.329 | GWLL | 89.516 | 87.606 | 0.00319 | 3.995 | 0.885 | 0.00933 | 0 | 0 | 0.03926 | 0
|  | WDSTBT1 | 30 | 1.329 | GWLL | 89.516 | 87.606 | 0.00319 | 3.995 | 0.885 | 0.00933 | 0 | 0 | 0 | 0.10716
| West Demand Small TUOS Region 2 | WDSTT2 | 30 | 1.329 | GWLL | 89.516 | 87.606 | 0.00319 | 5.535 | 1.963 | 0.01101 | 0 | 0 | 0.03926 | 0.10716
|  | WDSTCT2 | 30 | 1.329 | GWLL | 89.516 | 87.606 | 0.00319 | 5.535 | 1.963 | 0.01101 | 0 | 0 | 0 | 0
|  | WDSTXT2 | 30 | 1.329 | GWLL | 89.516 | 87.606 | 0.00319 | 5.535 | 1.963 | 0.01101 | 0 | 0 | 0.03926 | 0
|  | WDSTBT2 | 30 | 1.329 | GWLL | 89.516 | 87.606 | 0.00319 | 5.535 | 1.963 | 0.01101 | 0 | 0 | 0 | 0.10716
| West Demand Small TUOS Region 3 | WDSTT3 | 30 | 1.329 | GWLL | 89.516 | 87.606 | 0.00319 | 7.316 | 3.857 | 0.01346 | 0 | 0 | 0.03926 | 0.10716
|  | WDSTCT3 | 30 | 1.329 | GWLL | 89.516 | 87.606 | 0.00319 | 7.316 | 3.857 | 0.01346 | 0 | 0 | 0 | 0
|  | WDSTXT3 | 30 | 1.329 | GWLL | 89.516 | 87.606 | 0.00319 | 7.316 | 3.857 | 0.01346 | 0 | 0 | 0.03926 | 0
|  | WDSTBT3 | 30 | 1.329 | GWLL | 89.516 | 87.606 | 0.00319 | 7.316 | 3.857 | 0.01346 | 0 | 0 | 0 | 0.10716
| Mount Isa Demand Small TUOS Region 4 | MDSTT4 | 30 | 1.076 | GMLL | 22.501 | 18.612 | 0.00375 | 3.826 | 0.627 | 0.00074 | 0 | 0 | 0.03926 | 0.10716
|  | MDSTCT4 | 30 | 1.076 | GMLL | 22.501 | 18.612 | 0.00375 | 3.826 | 0.627 | 0.00074 | 0 | 0 | 0 | 0
|  | MDSTXT4 | 30 | 1.076 | GMLL | 22.501 | 18.612 | 0.00375 | 3.826 | 0.627 | 0.00074 | 0 | 0 | 0.03926 | 0
|  | MDSTBT4 | 30 | 1.076 | GMLL | 22.501 | 18.612 | 0.00375 | 3.826 | 0.627 | 0.00074 | 0 | 0 | 0 | 0.10716
Please refer to the Network Tariff Guide for Standard Control Services - Appendix 1 for application of these tariffs.
www.ergon.com.au/networktariffs

## SAC Small Tariff Rates
Ergon Energy Corporation Limited
2019-20 network tariffs for Standard Asset Customers <100 MWh per annum
2019-20 Rates
TARIFFS APPLYING TO STANDARD ASSET CUSTOMERS – SMALL (<100 MWh per annum) SEASONAL TIME-OF-USE DEMAND (STOUD) GST Exclusive
Tariff Group | Tariff | Network Tariff Code | Minimum Chargeable Demand |  | Default Distribution Loss Factor |  | Distribution Use Of System (DUOS) |  |  |  |  | Transmission Use Of System (TUOS) |  | Jurisdictional Scheme Charge |  | ACS Meter Charges
[7 empty] | Fixed Charge (NDFC) | Actual Demand Charge |  | Volume Charge |  | Fixed Charge (NTFC) | Volume Charge (NTVC) | Fixed Charge (JSCF) | Volume Charge (JSCV) | Primary Service Fixed Charge Capital (ACSMCC) | Primary Service Fixed Charge Non-Capital (ACSMNCC)
[8 empty] | Peak (NDDCP) | Off-peak (NDDCOP) | Peak (NDVCP) | Off-Peak (NDVCOP)
|  |  | Peak kW | Off Peak kW | Value | Code | $/day | $/kW/mth | $/kW/mth | $/kWh | $/kWh | $/day | $/kWh | $/day | $/kWh | $/day | $/day
Seasonal TOU Demand - Residential | East Residential STOUD TUOS Region 1 | ERTOUDCT1 | Nil | 3 | 1.097 | GELL | 0 | 80.078 | 11.5 | 0.01695 | 0.01695 | 0.1 | 0.00933 | 0 | 0 | 0 | 0
|  | ERTOUDXT1 | Nil | 3 | 1.097 | GELL | 0 | 80.078 | 11.5 | 0.01695 | 0.01695 | 0.1 | 0.00933 | 0 | 0 | 0.03926 | 0
|  | ERTOUDBT1 | Nil | 3 | 1.097 | GELL | 0 | 80.078 | 11.5 | 0.01695 | 0.01695 | 0.1 | 0.00933 | 0 | 0 | 0 | 0.10716
| East Residential STOUD TUOS Region 2 | ERTOUDCT2 | Nil | 3 | 1.097 | GELL | 0 | 80.078 | 11.5 | 0.01695 | 0.01695 | 0.175 | 0.01101 | 0 | 0 | 0 | 0
|  | ERTOUDXT2 | Nil | 3 | 1.097 | GELL | 0 | 80.078 | 11.5 | 0.01695 | 0.01695 | 0.175 | 0.01101 | 0 | 0 | 0.03926 | 0
|  | ERTOUDBT2 | Nil | 3 | 1.097 | GELL | 0 | 80.078 | 11.5 | 0.01695 | 0.01695 | 0.175 | 0.01101 | 0 | 0 | 0 | 0.10716
| East Residential STOUD TUOS Region 3 | ERTOUDCT3 | Nil | 3 | 1.097 | GELL | 0 | 80.078 | 11.5 | 0.01695 | 0.01695 | 0.286 | 0.01346 | 0 | 0 | 0 | 0
|  | ERTOUDXT3 | Nil | 3 | 1.097 | GELL | 0 | 80.078 | 11.5 | 0.01695 | 0.01695 | 0.286 | 0.01346 | 0 | 0 | 0.03926 | 0
|  | ERTOUDBT3 | Nil | 3 | 1.097 | GELL | 0 | 80.078 | 11.5 | 0.01695 | 0.01695 | 0.286 | 0.01346 | 0 | 0 | 0 | 0.10716
| West Residential STOUD TUOS Region 1 | WRTOUDCT1 | Nil | 3 | 1.329 | GWLL | 0 | 200.463 | 17.189 | 0.12226 | 0.12226 | 0.1 | 0.00933 | 0 | 0 | 0 | 0
|  | WRTOUDXT1 | Nil | 3 | 1.329 | GWLL | 0 | 200.463 | 17.189 | 0.12226 | 0.12226 | 0.1 | 0.00933 | 0 | 0 | 0.03926 | 0
|  | WRTOUDBT1 | Nil | 3 | 1.329 | GWLL | 0 | 200.463 | 17.189 | 0.12226 | 0.12226 | 0.1 | 0.00933 | 0 | 0 | 0 | 0.10716
| West Residential STOUD TUOS Region 2 | WRTOUDCT2 | Nil | 3 | 1.329 | GWLL | 0 | 200.463 | 17.189 | 0.12226 | 0.12226 | 0.175 | 0.01101 | 0 | 0 | 0 | 0
|  | WRTOUDXT2 | Nil | 3 | 1.329 | GWLL | 0 | 200.463 | 17.189 | 0.12226 | 0.12226 | 0.175 | 0.01101 | 0 | 0 | 0.03926 | 0
|  | WRTOUDBT2 | Nil | 3 | 1.329 | GWLL | 0 | 200.463 | 17.189 | 0.12226 | 0.12226 | 0.175 | 0.01101 | 0 | 0 | 0 | 0.10716
| West Residential STOUD TUOS Region 3 | WRTOUDCT3 | Nil | 3 | 1.329 | GWLL | 0 | 200.463 | 17.189 | 0.12226 | 0.12226 | 0.286 | 0.01346 | 0 | 0 | 0 | 0
|  | WRTOUDXT3 | Nil | 3 | 1.329 | GWLL | 0 | 200.463 | 17.189 | 0.12226 | 0.12226 | 0.286 | 0.01346 | 0 | 0 | 0.03926 | 0
|  | WRTOUDBT3 | Nil | 3 | 1.329 | GWLL | 0 | 200.463 | 17.189 | 0.12226 | 0.12226 | 0.286 | 0.01346 | 0 | 0 | 0 | 0.10716
| Mount Isa Residential STOUD TUOS Region 4 | MRTOUDCT4 | Nil | 3 | 1.076 | GMLL | 0 | 80.049 | 7.5 | 0.0094 | 0.0094 | 0.148 | 0.00074 | 0 | 0 | 0 | 0
|  | MRTOUDXT4 | Nil | 3 | 1.076 | GMLL | 0 | 80.049 | 7.5 | 0.0094 | 0.0094 | 0.148 | 0.00074 | 0 | 0 | 0.03926 | 0
|  | MRTOUDBT4 | Nil | 3 | 1.076 | GMLL | 0 | 80.049 | 7.5 | 0.0094 | 0.0094 | 0.148 | 0.00074 | 0 | 0 | 0 | 0.10716
Seasonal TOU Demand - Business | East Business STOUD TUOS Region 1 | EBTOUDCT1 | Nil | 3 | 1.097 | GELL | 0 | 99.515 | 10 | 0.02351 | 0.02351 | 0.1 | 0.00933 | 0 | 0 | 0 | 0
|  | EBTOUDXT1 | Nil | 3 | 1.097 | GELL | 0 | 99.515 | 10 | 0.02351 | 0.02351 | 0.1 | 0.00933 | 0 | 0 | 0.03926 | 0
|  | EBTOUDBT1 | Nil | 3 | 1.097 | GELL | 0 | 99.515 | 10 | 0.02351 | 0.02351 | 0.1 | 0.00933 | 0 | 0 | 0 | 0.10716
| East Business STOUD TUOS Region 2 | EBTOUDCT2 | Nil | 3 | 1.097 | GELL | 0 | 99.515 | 10 | 0.02351 | 0.02351 | 0.175 | 0.01101 | 0 | 0 | 0 | 0
|  | EBTOUDXT2 | Nil | 3 | 1.097 | GELL | 0 | 99.515 | 10 | 0.02351 | 0.02351 | 0.175 | 0.01101 | 0 | 0 | 0.03926 | 0
|  | EBTOUDBT2 | Nil | 3 | 1.097 | GELL | 0 | 99.515 | 10 | 0.02351 | 0.02351 | 0.175 | 0.01101 | 0 | 0 | 0 | 0.10716
| East Business STOUD TUOS Region 3 | EBTOUDCT3 | Nil | 3 | 1.097 | GELL | 0 | 99.515 | 10 | 0.02351 | 0.02351 | 0.286 | 0.01346 | 0 | 0 | 0 | 0
|  | EBTOUDXT3 | Nil | 3 | 1.097 | GELL | 0 | 99.515 | 10 | 0.02351 | 0.02351 | 0.286 | 0.01346 | 0 | 0 | 0.03926 | 0
|  | EBTOUDBT3 | Nil | 3 | 1.097 | GELL | 0 | 99.515 | 10 | 0.02351 | 0.02351 | 0.286 | 0.01346 | 0 | 0 | 0 | 0.10716
| West Business STOUD TUOS Region 1 | WBTOUDCT1 | Nil | 3 | 1.329 | GWLL | 0 | 249.119 | 18 | 0.14107 | 0.14107 | 0.1 | 0.00933 | 0 | 0 | 0 | 0
|  | WBTOUDXT1 | Nil | 3 | 1.329 | GWLL | 0 | 249.119 | 18 | 0.14107 | 0.14107 | 0.1 | 0.00933 | 0 | 0 | 0.03926 | 0
|  | WBTOUDBT1 | Nil | 3 | 1.329 | GWLL | 0 | 249.119 | 18 | 0.14107 | 0.14107 | 0.1 | 0.00933 | 0 | 0 | 0 | 0.10716
| West Business STOUD TUOS Region 2 | WBTOUDCT2 | Nil | 3 | 1.329 | GWLL | 0 | 249.119 | 18 | 0.14107 | 0.14107 | 0.175 | 0.01101 | 0 | 0 | 0 | 0
|  | WBTOUDXT2 | Nil | 3 | 1.329 | GWLL | 0 | 249.119 | 18 | 0.14107 | 0.14107 | 0.175 | 0.01101 | 0 | 0 | 0.03926 | 0
|  | WBTOUDBT2 | Nil | 3 | 1.329 | GWLL | 0 | 249.119 | 18 | 0.14107 | 0.14107 | 0.175 | 0.01101 | 0 | 0 | 0 | 0.10716
| West Business STOUD TUOS Region 3 | WBTOUDCT3 | Nil | 3 | 1.329 | GWLL | 0 | 249.119 | 18 | 0.14107 | 0.14107 | 0.286 | 0.01346 | 0 | 0 | 0 | 0
|  | WBTOUDXT3 | Nil | 3 | 1.329 | GWLL | 0 | 249.119 | 18 | 0.14107 | 0.14107 | 0.286 | 0.01346 | 0 | 0 | 0.03926 | 0
|  | WBTOUDBT3 | Nil | 3 | 1.329 | GWLL | 0 | 249.119 | 18 | 0.14107 | 0.14107 | 0.286 | 0.01346 | 0 | 0 | 0 | 0.10716
| Mount Isa Business STOUD TUOS Region 4 | MBTOUDCT4 | Nil | 3 | 1.076 | GMLL | 0 | 99.479 | 4 | 0.0094 | 0.0094 | 0.148 | 0.00074 | 0 | 0 | 0 | 0
|  | MBTOUDXT4 | Nil | 3 | 1.076 | GMLL | 0 | 99.479 | 4 | 0.0094 | 0.0094 | 0.148 | 0.00074 | 0 | 0 | 0.03926 | 0
|  | MBTOUDBT4 | Nil | 3 | 1.076 | GMLL | 0 | 99.479 | 4 | 0.0094 | 0.0094 | 0.148 | 0.00074 | 0 | 0 | 0 | 0.10716
Please refer to the Network Tariff Guide for Standard Control Services - Appendix 1 for application of these tariffs.
www.ergon.com.au/networktariffs
2019-20 Rates
TARIFFS APPLYING TO STANDARD ASSET CUSTOMERS – SMALL (<100 MWh per annum) INCLINING BLOCK TARIFF (IBT) GST Exclusive
Tariff Group | Tariff | Network Tariff Code | Default Distribution Loss Factor |  | Distribution Use Of System (DUOS) |  |  |  | Transmission Use Of System (TUOS) |  | Jurisdictional Scheme Charge |  | ACS Meter Charges
[5 empty] | Fixed Charge (NDFC) | Volume Charge |  |  | Fixed Charge (NTFC) | Volume Charge (NTVC) | Fixed Charge (JSCF) | Volume Charge (JSCV) | Primary Service Fixed Charge Capital (ACSMCC) | Primary Service Fixed Charge Non-Capital (ACSMNCC)
[6 empty] | Block 1 (NDVCIBT) | Block 2 (NDVCIBT) | Block 3 (NDVCIBT)
|  |  | Value | Code | $/day | $/kWh | $/kWh | $/kWh | $/day | $/kWh | $/day | $/kWh | $/day | $/day
IBT Residential | IBT Residential East TUOS Region 1 | ERIBT1 | 1.097 | GELL | 1.25 | 0.02194 | 0.05294 | 0.09069 | 0.1 | 0.00933 | 0 | 0 | 0.03926 | 0.10716
|  | ERIBCT1 | 1.097 | GELL | 1.25 | 0.02194 | 0.05294 | 0.09069 | 0.1 | 0.00933 | 0 | 0 | 0 | 0
|  | ERIBXT1 | 1.097 | GELL | 1.25 | 0.02194 | 0.05294 | 0.09069 | 0.1 | 0.00933 | 0 | 0 | 0.03926 | 0
|  | ERIBBT1 | 1.097 | GELL | 1.25 | 0.02194 | 0.05294 | 0.09069 | 0.1 | 0.00933 | 0 | 0 | 0 | 0.10716
| IBT Residential East TUOS Region 2 | ERIBT2 | 1.097 | GELL | 1.25 | 0.02194 | 0.05294 | 0.09069 | 0.175 | 0.01101 | 0 | 0 | 0.03926 | 0.10716
|  | ERIBCT2 | 1.097 | GELL | 1.25 | 0.02194 | 0.05294 | 0.09069 | 0.175 | 0.01101 | 0 | 0 | 0 | 0
|  | ERIBXT2 | 1.097 | GELL | 1.25 | 0.02194 | 0.05294 | 0.09069 | 0.175 | 0.01101 | 0 | 0 | 0.03926 | 0
|  | ERIBBT2 | 1.097 | GELL | 1.25 | 0.02194 | 0.05294 | 0.09069 | 0.175 | 0.01101 | 0 | 0 | 0 | 0.10716
| IBT Residential East TUOS Region 3 | ERIBT3 | 1.097 | GELL | 1.25 | 0.02194 | 0.05294 | 0.09069 | 0.286 | 0.01346 | 0 | 0 | 0.03926 | 0.10716
|  | ERIBCT3 | 1.097 | GELL | 1.25 | 0.02194 | 0.05294 | 0.09069 | 0.286 | 0.01346 | 0 | 0 | 0 | 0
|  | ERIBXT3 | 1.097 | GELL | 1.25 | 0.02194 | 0.05294 | 0.09069 | 0.286 | 0.01346 | 0 | 0 | 0.03926 | 0
|  | ERIBBT3 | 1.097 | GELL | 1.25 | 0.02194 | 0.05294 | 0.09069 | 0.286 | 0.01346 | 0 | 0 | 0 | 0.10716
| IBT Residential West TUOS Region 1 | WRIBT1 | 1.329 | GWLL | 2 | 0.07243 | 0.30243 | 0.35549 | 0.1 | 0.00933 | 0 | 0 | 0.03926 | 0.10716
|  | WRIBCT1 | 1.329 | GWLL | 2 | 0.07243 | 0.30243 | 0.35549 | 0.1 | 0.00933 | 0 | 0 | 0 | 0
|  | WRIBXT1 | 1.329 | GWLL | 2 | 0.07243 | 0.30243 | 0.35549 | 0.1 | 0.00933 | 0 | 0 | 0.03926 | 0
|  | WRIBBT1 | 1.329 | GWLL | 2 | 0.07243 | 0.30243 | 0.35549 | 0.1 | 0.00933 | 0 | 0 | 0 | 0.10716
| IBT Residential West TUOS Region 2 | WRIBT2 | 1.329 | GWLL | 2 | 0.07243 | 0.30243 | 0.35549 | 0.175 | 0.01101 | 0 | 0 | 0.03926 | 0.10716
|  | WRIBCT2 | 1.329 | GWLL | 2 | 0.07243 | 0.30243 | 0.35549 | 0.175 | 0.01101 | 0 | 0 | 0 | 0
|  | WRIBXT2 | 1.329 | GWLL | 2 | 0.07243 | 0.30243 | 0.35549 | 0.175 | 0.01101 | 0 | 0 | 0.03926 | 0
|  | WRIBBT2 | 1.329 | GWLL | 2 | 0.07243 | 0.30243 | 0.35549 | 0.175 | 0.01101 | 0 | 0 | 0 | 0.10716
| IBT Residential West TUOS Region 3 | WRIBT3 | 1.329 | GWLL | 2 | 0.07243 | 0.30243 | 0.35549 | 0.286 | 0.01346 | 0 | 0 | 0.03926 | 0.10716
|  | WRIBCT3 | 1.329 | GWLL | 2 | 0.07243 | 0.30243 | 0.35549 | 0.286 | 0.01346 | 0 | 0 | 0 | 0
|  | WRIBXT3 | 1.329 | GWLL | 2 | 0.07243 | 0.30243 | 0.35549 | 0.286 | 0.01346 | 0 | 0 | 0.03926 | 0
|  | WRIBBT3 | 1.329 | GWLL | 2 | 0.07243 | 0.30243 | 0.35549 | 0.286 | 0.01346 | 0 | 0 | 0 | 0.10716
| IBT Residential Mount Isa TUOS Region 4 | MRIBT4 | 1.076 | GMLL | 1.25 | 0.02194 | 0.02955 | 0.05255 | 0.148 | 0.00074 | 0 | 0 | 0.03926 | 0.10716
|  | MRIBCT4 | 1.076 | GMLL | 1.25 | 0.02194 | 0.02955 | 0.05255 | 0.148 | 0.00074 | 0 | 0 | 0 | 0
|  | MRIBXT4 | 1.076 | GMLL | 1.25 | 0.02194 | 0.02955 | 0.05255 | 0.148 | 0.00074 | 0 | 0 | 0.03926 | 0
|  | MRIBBT4 | 1.076 | GMLL | 1.25 | 0.02194 | 0.02955 | 0.05255 | 0.148 | 0.00074 | 0 | 0 | 0 | 0.10716
IBT Business | IBT Business East TUOS Region 1 | EBIBT1 | 1.097 | GELL | 1.25 | 0.0255 | 0.0792 | 0.11964 | 0.1 | 0.00933 | 0 | 0 | 0.03926 | 0.10716
|  | EBIBCT1 | 1.097 | GELL | 1.25 | 0.0255 | 0.0792 | 0.11964 | 0.1 | 0.00933 | 0 | 0 | 0 | 0
|  | EBIBXT1 | 1.097 | GELL | 1.25 | 0.0255 | 0.0792 | 0.11964 | 0.1 | 0.00933 | 0 | 0 | 0.03926 | 0
|  | EBIBBT1 | 1.097 | GELL | 1.25 | 0.0255 | 0.0792 | 0.11964 | 0.1 | 0.00933 | 0 | 0 | 0 | 0.10716
| IBT Business East TUOS Region 2 | EBIBT2 | 1.097 | GELL | 1.25 | 0.0255 | 0.0792 | 0.11964 | 0.175 | 0.01101 | 0 | 0 | 0.03926 | 0.10716
|  | EBIBCT2 | 1.097 | GELL | 1.25 | 0.0255 | 0.0792 | 0.11964 | 0.175 | 0.01101 | 0 | 0 | 0 | 0
|  | EBIBXT2 | 1.097 | GELL | 1.25 | 0.0255 | 0.0792 | 0.11964 | 0.175 | 0.01101 | 0 | 0 | 0.03926 | 0
|  | EBIBBT2 | 1.097 | GELL | 1.25 | 0.0255 | 0.0792 | 0.11964 | 0.175 | 0.01101 | 0 | 0 | 0 | 0.10716
| IBT Business East TUOS Region 3 | EBIBT3 | 1.097 | GELL | 1.25 | 0.0255 | 0.0792 | 0.11964 | 0.286 | 0.01346 | 0 | 0 | 0.03926 | 0.10716
|  | EBIBCT3 | 1.097 | GELL | 1.25 | 0.0255 | 0.0792 | 0.11964 | 0.286 | 0.01346 | 0 | 0 | 0 | 0
|  | EBIBXT3 | 1.097 | GELL | 1.25 | 0.0255 | 0.0792 | 0.11964 | 0.286 | 0.01346 | 0 | 0 | 0.03926 | 0
|  | EBIBBT3 | 1.097 | GELL | 1.25 | 0.0255 | 0.0792 | 0.11964 | 0.286 | 0.01346 | 0 | 0 | 0 | 0.10716
| IBT Business West TUOS Region 1 | WBIBT1 | 1.329 | GWLL | 2 | 0.07242 | 0.31292 | 0.36652 | 0.1 | 0.00933 | 0 | 0 | 0.03926 | 0.10716
|  | WBIBCT1 | 1.329 | GWLL | 2 | 0.07242 | 0.31292 | 0.36652 | 0.1 | 0.00933 | 0 | 0 | 0 | 0
|  | WBIBXT1 | 1.329 | GWLL | 2 | 0.07242 | 0.31292 | 0.36652 | 0.1 | 0.00933 | 0 | 0 | 0.03926 | 0
|  | WBIBBT1 | 1.329 | GWLL | 2 | 0.07242 | 0.31292 | 0.36652 | 0.1 | 0.00933 | 0 | 0 | 0 | 0.10716
| IBT Business West TUOS Region 2 | WBIBT2 | 1.329 | GWLL | 2 | 0.07242 | 0.31292 | 0.36652 | 0.175 | 0.01101 | 0 | 0 | 0.03926 | 0.10716
|  | WBIBCT2 | 1.329 | GWLL | 2 | 0.07242 | 0.31292 | 0.36652 | 0.175 | 0.01101 | 0 | 0 | 0 | 0
|  | WBIBXT2 | 1.329 | GWLL | 2 | 0.07242 | 0.31292 | 0.36652 | 0.175 | 0.01101 | 0 | 0 | 0.03926 | 0
|  | WBIBBT2 | 1.329 | GWLL | 2 | 0.07242 | 0.31292 | 0.36652 | 0.175 | 0.01101 | 0 | 0 | 0 | 0.10716
| IBT Business West TUOS Region 3 | WBIBT3 | 1.329 | GWLL | 2 | 0.07242 | 0.31292 | 0.36652 | 0.286 | 0.01346 | 0 | 0 | 0.03926 | 0.10716
|  | WBIBCT3 | 1.329 | GWLL | 2 | 0.07242 | 0.31292 | 0.36652 | 0.286 | 0.01346 | 0 | 0 | 0 | 0
|  | WBIBXT3 | 1.329 | GWLL | 2 | 0.07242 | 0.31292 | 0.36652 | 0.286 | 0.01346 | 0 | 0 | 0.03926 | 0
|  | WBIBBT3 | 1.329 | GWLL | 2 | 0.07242 | 0.31292 | 0.36652 | 0.286 | 0.01346 | 0 | 0 | 0 | 0.10716
| IBT Business Mount Isa TUOS Region 4 | MBIBT4 | 1.076 | GMLL | 1.25 | 0.0255 | 0.0525 | 0.07355 | 0.148 | 0.00074 | 0 | 0 | 0.03926 | 0.10716
|  | MBIBCT4 | 1.076 | GMLL | 1.25 | 0.0255 | 0.0525 | 0.07355 | 0.148 | 0.00074 | 0 | 0 | 0 | 0
|  | MBIBXT4 | 1.076 | GMLL | 1.25 | 0.0255 | 0.0525 | 0.07355 | 0.148 | 0.00074 | 0 | 0 | 0.03926 | 0
|  | MBIBBT4 | 1.076 | GMLL | 1.25 | 0.0255 | 0.0525 | 0.07355 | 0.148 | 0.00074 | 0 | 0 | 0 | 0.10716
Please refer to the Network Tariff Guide for Standard Control Services - Appendix 1 for application of these tariffs.
www.ergon.com.au/networktariffs
2019-20 Rates
TARIFFS APPLYING TO STANDARD ASSET CUSTOMERS – SMALL (<100 MWh per annum) SEASONAL TIME-OF-USE ENERGY (STOUE) GST Exclusive
Tariff Group | Tariff | Network Tariff Code | Default Distribution Loss Factor |  | Distribution Use Of System (DUOS) |  |  | Transmission Use Of System (TUOS) |  | Jurisdictional Scheme Charge |  | ACS Meter Charges
[5 empty] | Fixed Charge (NDFC) | Volume Charge |  | Fixed Charge (NTFC) | Volume Charge (NTVC) | Fixed Charge (JSCF) | Volume Charge (JSCV) | Primary Service Fixed Charge Capital (ACSMCC) | Primary Service Fixed Charge Non-Capital (ACSMNCC)
[6 empty] | Peak (NDVCP) | Off-peak (NDVCOP)
|  |  | Value | Code | $/day | $/kWh | $/kWh | $/day | $/kWh | $/day | $/kWh | $/day | $/day
Seasonal TOU Energy - Residential | East Residential STOUE TUOS Region 1 | ERTOUT1 | 1.097 | GELL | 1.25 | 0.40443 | 0.04158 | 0.1 | 0.00933 | 0 | 0 | 0.03926 | 0.10716
|  | ERTOUCT2 | 1.097 | GELL | 1.25 | 0.40443 | 0.04158 | 0.1 | 0.00933 | 0 | 0 | 0 | 0
|  | ERTOUXT3 | 1.097 | GELL | 1.25 | 0.40443 | 0.04158 | 0.1 | 0.00933 | 0 | 0 | 0.03926 | 0
|  | ERTOUBT4 | 1.097 | GELL | 1.25 | 0.40443 | 0.04158 | 0.1 | 0.00933 | 0 | 0 | 0 | 0.10716
| East Residential STOUE TUOS Region 2 | ERTOUT2 | 1.097 | GELL | 1.25 | 0.40443 | 0.04158 | 0.175 | 0.01101 | 0 | 0 | 0.03926 | 0.10716
|  | ERTOUCT2 | 1.097 | GELL | 1.25 | 0.40443 | 0.04158 | 0.175 | 0.01101 | 0 | 0 | 0 | 0
|  | ERTOUXT2 | 1.097 | GELL | 1.25 | 0.40443 | 0.04158 | 0.175 | 0.01101 | 0 | 0 | 0.03926 | 0
|  | ERTOUBT2 | 1.097 | GELL | 1.25 | 0.40443 | 0.04158 | 0.175 | 0.01101 | 0 | 0 | 0 | 0.10716
| East Residential STOUE TUOS Region 3 | ERTOUT3 | 1.097 | GELL | 1.25 | 0.40443 | 0.04158 | 0.286 | 0.01346 | 0 | 0 | 0.03926 | 0.10716
|  | ERTOUCT3 | 1.097 | GELL | 1.25 | 0.40443 | 0.04158 | 0.286 | 0.01346 | 0 | 0 | 0 | 0
|  | ERTOUXT3 | 1.097 | GELL | 1.25 | 0.40443 | 0.04158 | 0.286 | 0.01346 | 0 | 0 | 0.03926 | 0
|  | ERTOUBT3 | 1.097 | GELL | 1.25 | 0.40443 | 0.04158 | 0.286 | 0.01346 | 0 | 0 | 0 | 0.10716
| West Residential STOUE TUOS Region 1 | WRTOUT1 | 1.329 | GWLL | 2 | 1.0124 | 0.2178 | 0.1 | 0.00933 | 0 | 0 | 0.03926 | 0.10716
|  | WRTOUCT1 | 1.329 | GWLL | 2 | 1.0124 | 0.2178 | 0.1 | 0.00933 | 0 | 0 | 0 | 0
|  | WRTOUXT1 | 1.329 | GWLL | 2 | 1.0124 | 0.2178 | 0.1 | 0.00933 | 0 | 0 | 0.03926 | 0
|  | WRTOUBT1 | 1.329 | GWLL | 2 | 1.0124 | 0.2178 | 0.1 | 0.00933 | 0 | 0 | 0 | 0.10716
| West Residential STOUE TUOS Region 2 | WRTOUT2 | 1.329 | GWLL | 2 | 1.0124 | 0.2178 | 0.175 | 0.01101 | 0 | 0 | 0.03926 | 0.10716
|  | WRTOUCT2 | 1.329 | GWLL | 2 | 1.0124 | 0.2178 | 0.175 | 0.01101 | 0 | 0 | 0 | 0
|  | WRTOUXT2 | 1.329 | GWLL | 2 | 1.0124 | 0.2178 | 0.175 | 0.01101 | 0 | 0 | 0.03926 | 0
|  | WRTOUBT2 | 1.329 | GWLL | 2 | 1.0124 | 0.2178 | 0.175 | 0.01101 | 0 | 0 | 0 | 0.10716
| West Residential STOUE TUOS Region 3 | WRTOUT3 | 1.329 | GWLL | 2 | 1.0124 | 0.2178 | 0.286 | 0.01346 | 0 | 0 | 0.03926 | 0.10716
|  | WRTOUCT3 | 1.329 | GWLL | 2 | 1.0124 | 0.2178 | 0.286 | 0.01346 | 0 | 0 | 0 | 0
|  | WRTOUXT3 | 1.329 | GWLL | 2 | 1.0124 | 0.2178 | 0.286 | 0.01346 | 0 | 0 | 0.03926 | 0
|  | WRTOUBT3 | 1.329 | GWLL | 2 | 1.0124 | 0.2178 | 0.286 | 0.01346 | 0 | 0 | 0 | 0.10716
| Mount Isa Residential STOUE TUOS Region 4 | MRTOUT4 | 1.076 | GMLL | 1.25 | 0.40429 | 0.01089 | 0.148 | 0.00074 | 0 | 0 | 0.03926 | 0.10716
|  | MRTOUCT4 | 1.076 | GMLL | 1.25 | 0.40429 | 0.01089 | 0.148 | 0.00074 | 0 | 0 | 0 | 0
|  | MRTOUXT4 | 1.076 | GMLL | 1.25 | 0.40429 | 0.01089 | 0.148 | 0.00074 | 0 | 0 | 0.03926 | 0
|  | MRTOUBT4 | 1.076 | GMLL | 1.25 | 0.40429 | 0.01089 | 0.148 | 0.00074 | 0 | 0 | 0 | 0.10716
Seasonal TOU Energy - Business | East Business STOUE TUOS Region 1 | EBTOUT1 | 1.097 | GELL | 1.25 | 0.45789 | 0.0792 | 0.1 | 0.00933 | 0 | 0 | 0.03926 | 0.10716
|  | EBTOUCT1 | 1.097 | GELL | 1.25 | 0.45789 | 0.0792 | 0.1 | 0.00933 | 0 | 0 | 0 | 0
|  | EBTOUXT1 | 1.097 | GELL | 1.25 | 0.45789 | 0.0792 | 0.1 | 0.00933 | 0 | 0 | 0.03926 | 0
|  | EBTOUBT1 | 1.097 | GELL | 1.25 | 0.45789 | 0.0792 | 0.1 | 0.00933 | 0 | 0 | 0 | 0.10716
| East Business STOUE TUOS Region 2 | EBTOUT2 | 1.097 | GELL | 1.25 | 0.45789 | 0.0792 | 0.175 | 0.01101 | 0 | 0 | 0.03926 | 0.10716
|  | EBTOUCT2 | 1.097 | GELL | 1.25 | 0.45789 | 0.0792 | 0.175 | 0.01101 | 0 | 0 | 0 | 0
|  | EBTOUXT2 | 1.097 | GELL | 1.25 | 0.45789 | 0.0792 | 0.175 | 0.01101 | 0 | 0 | 0.03926 | 0
|  | EBTOUBT2 | 1.097 | GELL | 1.25 | 0.45789 | 0.0792 | 0.175 | 0.01101 | 0 | 0 | 0 | 0.10716
| East Business STOUE TUOS Region 3 | EBTOUT3 | 1.097 | GELL | 1.25 | 0.45789 | 0.0792 | 0.286 | 0.01346 | 0 | 0 | 0.03926 | 0.10716
|  | EBTOUCT3 | 1.097 | GELL | 1.25 | 0.45789 | 0.0792 | 0.286 | 0.01346 | 0 | 0 | 0 | 0
|  | EBTOUXT3 | 1.097 | GELL | 1.25 | 0.45789 | 0.0792 | 0.286 | 0.01346 | 0 | 0 | 0.03926 | 0
|  | EBTOUBT3 | 1.097 | GELL | 1.25 | 0.45789 | 0.0792 | 0.286 | 0.01346 | 0 | 0 | 0 | 0.10716
| West Business STOUE TUOS Region 1 | WBTOUT1 | 1.329 | GWLL | 2 | 1.1462 | 0.2376 | 0.1 | 0.00933 | 0 | 0 | 0.03926 | 0.10716
|  | WBTOUCT1 | 1.329 | GWLL | 2 | 1.1462 | 0.2376 | 0.1 | 0.00933 | 0 | 0 | 0 | 0
|  | WBTOUXT1 | 1.329 | GWLL | 2 | 1.1462 | 0.2376 | 0.1 | 0.00933 | 0 | 0 | 0.03926 | 0
|  | WBTOUBT1 | 1.329 | GWLL | 2 | 1.1462 | 0.2376 | 0.1 | 0.00933 | 0 | 0 | 0 | 0.10716
| West Business STOUE TUOS Region 2 | WBTOUT2 | 1.329 | GWLL | 2 | 1.1462 | 0.2376 | 0.175 | 0.01101 | 0 | 0 | 0.03926 | 0.10716
|  | WBTOUCT2 | 1.329 | GWLL | 2 | 1.1462 | 0.2376 | 0.175 | 0.01101 | 0 | 0 | 0 | 0
|  | WBTOUXT2 | 1.329 | GWLL | 2 | 1.1462 | 0.2376 | 0.175 | 0.01101 | 0 | 0 | 0.03926 | 0
|  | WBTOUBT2 | 1.329 | GWLL | 2 | 1.1462 | 0.2376 | 0.175 | 0.01101 | 0 | 0 | 0 | 0.10716
| West Business STOUE TUOS Region 3 | WBTOUT3 | 1.329 | GWLL | 2 | 1.1462 | 0.2376 | 0.286 | 0.01346 | 0 | 0 | 0.03926 | 0.10716
|  | WBTOUCT3 | 1.329 | GWLL | 2 | 1.1462 | 0.2376 | 0.286 | 0.01346 | 0 | 0 | 0 | 0
|  | WBTOUXT3 | 1.329 | GWLL | 2 | 1.1462 | 0.2376 | 0.286 | 0.01346 | 0 | 0 | 0.03926 | 0
|  | WBTOUBT3 | 1.329 | GWLL | 2 | 1.1462 | 0.2376 | 0.286 | 0.01346 | 0 | 0 | 0 | 0.10716
| Mount Isa Business STOUE TUOS Region 4 | MBTOUT4 | 1.076 | GMLL | 1.25 | 0.45772 | 0.04059 | 0.148 | 0.00074 | 0 | 0 | 0.03926 | 0.10716
|  | MBTOUCT4 | 1.076 | GMLL | 1.25 | 0.45772 | 0.04059 | 0.148 | 0.00074 | 0 | 0 | 0 | 0
|  | MBTOUXT4 | 1.076 | GMLL | 1.25 | 0.45772 | 0.04059 | 0.148 | 0.00074 | 0 | 0 | 0.03926 | 0
|  | MBTOUBT4 | 1.076 | GMLL | 1.25 | 0.45772 | 0.04059 | 0.148 | 0.00074 | 0 | 0 | 0 | 0.10716
Please refer to the Network Tariff Guide for Standard Control Services - Appendix 1 for application of these tariffs.
www.ergon.com.au/networktariffs
2019-20 Rates
TARIFFS APPLYING TO STANDARD ASSET CUSTOMERS – SMALL (<100 MWh per annum) Lifestyle GST Exclusive
Tariff Group | Tariff | Network Tariff Code | Default Distribution Loss Factor |  | Distribution Use Of System (DUOS) |  |  | Transmission Use Of System (TUOS) |  | Jurisdictional Scheme Charge |  | ACS Meter Charges
[5 empty] | Network Access Allowance (NDAAC) | Volume Charge (NDVC) | Summer Peak Top Up (NDTUC) | Monthly Fixed (NTMFC) | Volume Charge (NTVC) | Fixed Charge (JSCF) | Volume Charge (JSCV) | Primary Service Fixed Charge Capital (ACSMCC) | Primary Service Fixed Charge Non-Capital (ACSMNCC)
|  |  | Value | Code | $/Month | $/kWh | $/kWh/ month | $/Month | $/kWh | $/day | $/kWh | $/day | $/day
Residential Lifestyle | Residential Lifestyle East - Band 1 | ERL00CT1 | 1.097 | GELL | 25.5696 | 0.016335 | 8.252 | 3.0437 | 0.00933 | 0 | 0 | 0 | 0
|  | ERL00XT1 | 1.097 | GELL | 25.5696 | 0.016335 | 8.252 | 3.0437 | 0.00933 | 0 | 0 | 0.03926 | 0
|  | ERL00CT2 | 1.097 | GELL | 25.5696 | 0.016335 | 8.252 | 5.3266 | 0.01101 | 0 | 0 | 0 | 0
|  | ERL00XT2 | 1.097 | GELL | 25.5696 | 0.016335 | 8.252 | 5.3266 | 0.01101 | 0 | 0 | 0.03926 | 0
|  | ERL00CT3 | 1.097 | GELL | 25.5696 | 0.016335 | 8.252 | 8.7051 | 0.01346 | 0 | 0 | 0 | 0
|  | ERL00XT3 | 1.097 | GELL | 25.5696 | 0.016335 | 8.252 | 8.7051 | 0.01346 | 0 | 0 | 0.03926 | 0
| Residential Lifestyle East - Band 2 | ERL05CT1 | 1.097 | GELL | 41.1996 | 0.016335 | 8.252 | 3.0437 | 0.00933 | 0 | 0 | 0 | 0
|  | ERL05XT1 | 1.097 | GELL | 41.1996 | 0.016335 | 8.252 | 3.0437 | 0.00933 | 0 | 0 | 0.03926 | 0
|  | ERL05CT2 | 1.097 | GELL | 41.1996 | 0.016335 | 8.252 | 5.3266 | 0.01101 | 0 | 0 | 0 | 0
|  | ERL05XT2 | 1.097 | GELL | 41.1996 | 0.016335 | 8.252 | 5.3266 | 0.01101 | 0 | 0 | 0.03926 | 0
|  | ERL05CT3 | 1.097 | GELL | 41.1996 | 0.016335 | 8.252 | 8.7051 | 0.01346 | 0 | 0 | 0 | 0
|  | ERL05XT3 | 1.097 | GELL | 41.1996 | 0.016335 | 8.252 | 8.7051 | 0.01346 | 0 | 0 | 0.03926 | 0
| Residential Lifestyle East - Band 3 | ERL10CT1 | 1.097 | GELL | 56.8296 | 0.016335 | 8.252 | 3.0437 | 0.00933 | 0 | 0 | 0 | 0
|  | ERL10XT1 | 1.097 | GELL | 56.8296 | 0.016335 | 8.252 | 3.0437 | 0.00933 | 0 | 0 | 0.03926 | 0
|  | ERL10CT2 | 1.097 | GELL | 56.8296 | 0.016335 | 8.252 | 5.3266 | 0.01101 | 0 | 0 | 0 | 0
|  | ERL10XT2 | 1.097 | GELL | 56.8296 | 0.016335 | 8.252 | 5.3266 | 0.01101 | 0 | 0 | 0.03926 | 0
|  | ERL10CT3 | 1.097 | GELL | 56.8296 | 0.016335 | 8.252 | 8.7051 | 0.01346 | 0 | 0 | 0 | 0
|  | ERL10XT3 | 1.097 | GELL | 56.8296 | 0.016335 | 8.252 | 8.7051 | 0.01346 | 0 | 0 | 0.03926 | 0
| Residential Lifestyle East - Band 4 | ERL15CT1 | 1.097 | GELL | 72.4596 | 0.016335 | 8.252 | 3.0437 | 0.00933 | 0 | 0 | 0 | 0
|  | ERL15XT1 | 1.097 | GELL | 72.4596 | 0.016335 | 8.252 | 3.0437 | 0.00933 | 0 | 0 | 0.03926 | 0
|  | ERL15CT2 | 1.097 | GELL | 72.4596 | 0.016335 | 8.252 | 5.3266 | 0.01101 | 0 | 0 | 0 | 0
|  | ERL15XT2 | 1.097 | GELL | 72.4596 | 0.016335 | 8.252 | 5.3266 | 0.01101 | 0 | 0 | 0.03926 | 0
|  | ERL15CT3 | 1.097 | GELL | 72.4596 | 0.016335 | 8.252 | 8.7051 | 0.01346 | 0 | 0 | 0 | 0
|  | ERL15XT3 | 1.097 | GELL | 72.4596 | 0.016335 | 8.252 | 8.7051 | 0.01346 | 0 | 0 | 0.03926 | 0
| Residential Lifestyle East - Band 5 | ERL20CT1 | 1.097 | GELL | 88.0896 | 0.016335 | 8.252 | 3.0437 | 0.00933 | 0 | 0 | 0 | 0
|  | ERL20XT1 | 1.097 | GELL | 88.0896 | 0.016335 | 8.252 | 3.0437 | 0.00933 | 0 | 0 | 0.03926 | 0
|  | ERL20CT2 | 1.097 | GELL | 88.0896 | 0.016335 | 8.252 | 5.3266 | 0.01101 | 0 | 0 | 0 | 0
|  | ERL20XT2 | 1.097 | GELL | 88.0896 | 0.016335 | 8.252 | 5.3266 | 0.01101 | 0 | 0 | 0.03926 | 0
|  | ERL20CT3 | 1.097 | GELL | 88.0896 | 0.016335 | 8.252 | 8.7051 | 0.01346 | 0 | 0 | 0 | 0
|  | ERL20XT3 | 1.097 | GELL | 88.0896 | 0.016335 | 8.252 | 8.7051 | 0.01346 | 0 | 0 | 0.03926 | 0
Please refer to the Network Tariff Guide for Standard Control Services - Appendix 1 for application of these tariffs.
www.ergon.com.au/networktariffs
2019-20 Rates
TARIFFS APPLYING TO STANDARD ASSET CUSTOMERS – SMALL (<100 MWh per annum) CONTROLLED LOAD GST Exclusive
Tariff Group | Tariff | Network Tariff Code | Default Distribution Loss Factor |  | Distribution Use Of System (DUOS) |  | Transmission Use Of System (TUOS) |  | Jurisdictional Scheme Charge |  | ACS Meter Charges
[5 empty] | Fixed Charge (NDFC) | Volume Charge (NDVC) | Fixed Charge (NTFC) | Volume Charge (NTVC) | Fixed Charge (JSCF) | Volume Charge (JSCV) | Controlled Load Fixed Charge Capital (ACSMCC) | Controlled Load Fixed Charge Non-Capital (ACSMNCC)
|  |  | Value | Code | $/day | $/kWh | $/day | $/kWh | $/day | $/kWh | $/day | $/day
Volume Night Controlled | East Volume Night Controlled TUOS Region 1 | EVNT1 | 1.097 | GELL | 0.094 | 0.04182 |  | 0.00933 |  | 0 | 0.01443 | 0.0394
|  | EVNCT1 | 1.097 | GELL | 0.094 | 0.04182 |  | 0.00933 |  | 0 | 0 | 0
|  | EVNXT1 | 1.097 | GELL | 0.094 | 0.04182 |  | 0.00933 |  | 0 | 0.01443 | 0
|  | EVNBT1 | 1.097 | GELL | 0.094 | 0.04182 |  | 0.00933 |  | 0 | 0 | 0.0394
| East Volume Night Controlled TUOS Region 2 | EVNT2 | 1.097 | GELL | 0.094 | 0.04182 |  | 0.01101 |  | 0 | 0.01443 | 0.0394
|  | EVNCT2 | 1.097 | GELL | 0.094 | 0.04182 |  | 0.01101 |  | 0 | 0 | 0
|  | EVNXT2 | 1.097 | GELL | 0.094 | 0.04182 |  | 0.01101 |  | 0 | 0.01443 | 0
|  | EVNBT2 | 1.097 | GELL | 0.094 | 0.04182 |  | 0.01101 |  | 0 | 0 | 0.0394
| East Volume Night Controlled TUOS Region 3 | EVNT3 | 1.097 | GELL | 0.094 | 0.04182 |  | 0.01346 |  | 0 | 0.01443 | 0.0394
|  | EVNCT3 | 1.097 | GELL | 0.094 | 0.04182 |  | 0.01346 |  | 0 | 0 | 0
|  | EVNXT3 | 1.097 | GELL | 0.094 | 0.04182 |  | 0.01346 |  | 0 | 0.01443 | 0
|  | EVNBT3 | 1.097 | GELL | 0.094 | 0.04182 |  | 0.01346 |  | 0 | 0 | 0.0394
| West Volume Night Controlled TUOS Region 1 | WVNT1 | 1.329 | GWLL | 0.118 | 0.08365 |  | 0.00933 |  | 0 | 0.01443 | 0.0394
|  | WVNCT1 | 1.329 | GWLL | 0.118 | 0.08365 |  | 0.00933 |  | 0 | 0 | 0
|  | WVNXT1 | 1.329 | GWLL | 0.118 | 0.08365 |  | 0.00933 |  | 0 | 0.01443 | 0
|  | WVNBT1 | 1.329 | GWLL | 0.118 | 0.08365 |  | 0.00933 |  | 0 | 0 | 0.0394
| West Volume Night Controlled TUOS Region 2 | WVNT2 | 1.329 | GWLL | 0.118 | 0.08365 |  | 0.01101 |  | 0 | 0.01443 | 0.0394
|  | WVNCT2 | 1.329 | GWLL | 0.118 | 0.08365 |  | 0.01101 |  | 0 | 0 | 0
|  | WVNXT2 | 1.329 | GWLL | 0.118 | 0.08365 |  | 0.01101 |  | 0 | 0.01443 | 0
|  | WVNBT2 | 1.329 | GWLL | 0.118 | 0.08365 |  | 0.01101 |  | 0 | 0 | 0.0394
| West Volume Night Controlled TUOS Region 3 | WVNT3 | 1.329 | GWLL | 0.118 | 0.08365 |  | 0.01346 |  | 0 | 0.01443 | 0.0394
|  | WVNCT3 | 1.329 | GWLL | 0.118 | 0.08365 |  | 0.01346 |  | 0 | 0 | 0
|  | WVNXT3 | 1.329 | GWLL | 0.118 | 0.08365 |  | 0.01346 |  | 0 | 0.01443 | 0
|  | WVNBT3 | 1.329 | GWLL | 0.118 | 0.08365 |  | 0.01346 |  | 0 | 0 | 0.0394
| Mount Isa Volume Night Controlled TUOS Region 4 | MVNT4 | 1.076 | GMLL | 0.126 | 0.04182 |  | 0.00074 |  | 0 | 0.01443 | 0.0394
|  | MVNCT4 | 1.076 | GMLL | 0.126 | 0.04182 |  | 0.00074 |  | 0 | 0 | 0
|  | MVNXT4 | 1.076 | GMLL | 0.126 | 0.04182 |  | 0.00074 |  | 0 | 0.01443 | 0
|  | MVNBT4 | 1.076 | GMLL | 0.126 | 0.04182 |  | 0.00074 |  | 0 | 0 | 0.0394
Volume Controlled | East Volume Controlled TUOS Region 1 | EVCT1 | 1.097 | GELL | 0.094 | 0.04692 |  | 0.00933 |  | 0 | 0.01443 | 0.0394
|  | EVCCT1 | 1.097 | GELL | 0.094 | 0.04692 |  | 0.00933 |  | 0 | 0 | 0
|  | EVCXT1 | 1.097 | GELL | 0.094 | 0.04692 |  | 0.00933 |  | 0 | 0.01443 | 0
|  | EVCBT1 | 1.097 | GELL | 0.094 | 0.04692 |  | 0.00933 |  | 0 | 0 | 0.0394
| East Volume Controlled TUOS Region 2 | EVCT2 | 1.097 | GELL | 0.094 | 0.04692 |  | 0.01101 |  | 0 | 0.01443 | 0.0394
|  | EVCCT2 | 1.097 | GELL | 0.094 | 0.04692 |  | 0.01101 |  | 0 | 0 | 0
|  | EVCXT2 | 1.097 | GELL | 0.094 | 0.04692 |  | 0.01101 |  | 0 | 0.01443 | 0
|  | EVCBT2 | 1.097 | GELL | 0.094 | 0.04692 |  | 0.01101 |  | 0 | 0 | 0.0394
| East Volume Controlled TUOS Region 3 | EVCT3 | 1.097 | GELL | 0.094 | 0.04692 |  | 0.01346 |  | 0 | 0.01443 | 0.0394
|  | EVCCT3 | 1.097 | GELL | 0.094 | 0.04692 |  | 0.01346 |  | 0 | 0 | 0
|  | EVCXT3 | 1.097 | GELL | 0.094 | 0.04692 |  | 0.01346 |  | 0 | 0.01443 | 0
|  | EVCBT3 | 1.097 | GELL | 0.094 | 0.04692 |  | 0.01346 |  | 0 | 0 | 0.0394
| West Volume Controlled TUOS Region 1 | WVCT1 | 1.329 | GWLL | 0.118 | 0.10915 |  | 0.00933 |  | 0 | 0.01443 | 0.0394
|  | WVCCT1 | 1.329 | GWLL | 0.118 | 0.10915 |  | 0.00933 |  | 0 | 0 | 0
|  | WVCXT1 | 1.329 | GWLL | 0.118 | 0.10915 |  | 0.00933 |  | 0 | 0.01443 | 0
|  | WVCBT1 | 1.329 | GWLL | 0.118 | 0.10915 |  | 0.00933 |  | 0 | 0 | 0.0394
| West Volume Controlled TUOS Region 2 | WVCT2 | 1.329 | GWLL | 0.118 | 0.10915 |  | 0.01101 |  | 0 | 0.01443 | 0.0394
|  | WVCCT2 | 1.329 | GWLL | 0.118 | 0.10915 |  | 0.01101 |  | 0 | 0 | 0
|  | WVCXT2 | 1.329 | GWLL | 0.118 | 0.10915 |  | 0.01101 |  | 0 | 0.01443 | 0
|  | WVCBT2 | 1.329 | GWLL | 0.118 | 0.10915 |  | 0.01101 |  | 0 | 0 | 0.0394
| West Volume Controlled TUOS Region 3 | WVCT3 | 1.329 | GWLL | 0.118 | 0.10915 |  | 0.01346 |  | 0 | 0.01443 | 0.0394
|  | WVCCT3 | 1.329 | GWLL | 0.118 | 0.10915 |  | 0.01346 |  | 0 | 0 | 0
|  | WVCXT3 | 1.329 | GWLL | 0.118 | 0.10915 |  | 0.01346 |  | 0 | 0.01443 | 0
|  | WVCBT3 | 1.329 | GWLL | 0.118 | 0.10915 |  | 0.01346 |  | 0 | 0 | 0.0394
| Mount Isa Volume Controlled TUOS Region 4 | MVCT4 | 1.076 | GMLL | 0.126 | 0.04692 |  | 0.00074 |  | 0 | 0.01443 | 0.0394
|  | MVCCT4 | 1.076 | GMLL | 0.126 | 0.04692 |  | 0.00074 |  | 0 | 0 | 0
|  | MVCXT4 | 1.076 | GMLL | 0.126 | 0.04692 |  | 0.00074 |  | 0 | 0.01443 | 0
|  | MVCBT4 | 1.076 | GMLL | 0.126 | 0.04692 |  | 0.00074 |  | 0 | 0 | 0.0394
Please refer to the Network Tariff Guide for Standard Control Services - Appendix 1 for application of these tariffs.
www.ergon.com.au/networktariffs

## SAC Unmetered Rates
Ergon Energy Corporation Limited
2019-20 network tariffs for Standard Asset Customers - Unmetered
2019-20 Rates
TARIFFS APPLYING TO STANDARD ASSET CUSTOMERS – UNMETERED GST Exclusive
Tariff Group | Tariff | Network Tariff Code | Default Distribution Loss Factor |  | Distribution Use Of System (DUOS) |  | Transmission Use Of System (TUOS)
[5 empty] | Fixed Charge (NDFC) | Volume Charge (NDVC) | Fixed Charge (NTFC) | Volume Charge (NTVC)
|  |  | Value | Code | $/day | $/kWh | $/day | $/kWh
Volume Unmetered | East Volume Unmetered TUOS Region 1 | EVUT1 | 1.097 | GELL | 0.005 | 0.14622 |  | 0.00933
| East Volume Unmetered Minor Public Light TUOS Region 1 | EVUMIT1 | 1.097 | GELL | 0.005 | 0.14622 |  | 0.00933
| East Volume Unmetered Major Public Light TUOS Region 1 | EVUMAT1 | 1.097 | GELL | 0.005 | 0.14622 |  | 0.00933
| East Volume Unmetered TUOS Region 2 | EVUT2 | 1.097 | GELL | 0.005 | 0.14622 |  | 0.01101
| East Volume Unmetered Minor Public Light TUOS Region 2 | EVUMIT2 | 1.097 | GELL | 0.005 | 0.14622 |  | 0.01101
| East Volume Unmetered Major Public Light TUOS Region 2 | EVUMAT2 | 1.097 | GELL | 0.005 | 0.14622 |  | 0.01101
| East Volume Unmetered TUOS Region 3 | EVUT3 | 1.097 | GELL | 0.005 | 0.14622 |  | 0.01346
| East Volume Unmetered Minor Public Light TUOS Region 3 | EVUMIT3 | 1.097 | GELL | 0.005 | 0.14622 |  | 0.01346
| East Volume Unmetered Major Public Light TUOS Region 3 | EVUMAT3 | 1.097 | GELL | 0.005 | 0.14622 |  | 0.01346
| West Volume Unmetered TUOS Region 1 | WVUT1 | 1.329 | GWLL | 0.241 | 0.17946 |  | 0.00933
| West Volume Unmetered Minor Public Light TUOS Region 1 | WVUMIT1 | 1.329 | GWLL | 0.241 | 0.17946 |  | 0.00933
| West Volume Unmetered Major Public Light TUOS Region 1 | WVUMAT1 | 1.329 | GWLL | 0.241 | 0.17946 |  | 0.00933
| West Volume Unmetered TUOS Region 2 | WVUT2 | 1.329 | GWLL | 0.241 | 0.17946 |  | 0.01101
| West Volume Unmetered Minor Public Light TUOS Region 2 | WVUMIT2 | 1.329 | GWLL | 0.241 | 0.17946 |  | 0.01101
| West Volume Unmetered Major Public Light TUOS Region 2 | WVUMAT2 | 1.329 | GWLL | 0.241 | 0.17946 |  | 0.01101
| West Volume Unmetered TUOS Region 3 | WVUT3 | 1.329 | GWLL | 0.241 | 0.17946 |  | 0.01346
| West Volume Unmetered Minor Public Light TUOS Region 3 | WVUMIT3 | 1.329 | GWLL | 0.241 | 0.17946 |  | 0.01346
| West Volume Unmetered Major Public Light TUOS Region 3 | WVUMAT3 | 1.329 | GWLL | 0.241 | 0.17946 |  | 0.01346
| Mount Isa Volume Unmetered TUOS Region 4 | MVUT4 | 1.076 | GMLL | 0.193 | 0.01329 |  | 0.00074
| Mount Isa Volume Unmetered Minor Public Light TUOS Region 4 | MVUMIT4 | 1.076 | GMLL | 0.193 | 0.01329 |  | 0.00074
| Mount Isa Volume Unmetered Major Public Light TUOS Region 4 | MVUMAT4 | 1.076 | GMLL | 0.193 | 0.01329 |  | 0.00074
Please refer to the Network Tariff Guide for Standard Control Services - Appendix 1 for application of these tariffs.
www.ergon.com.au/networktariffs

## DLFs
Ergon Energy Corporation Limited
2019-20 Distribution Loss Factors
Data sourced from AEMO website - published DLFs.
Tariff Class DLF's
Ergon Energy 2019-20 Distribution Loss Factors
Network Level | East Zone |  | West Zone |  | Mt Isa Zone
| DLF | Code | DLF | Code | DLF | Code
Subtransmission Bus | 1.006 | GESB | 1.037 | GWSB | 1 | GMSB
Subtransmission Line | 1.012 | GESL | 1.064 | GWSL | 1.004 | GMSL
22/11 kV Bus | 1.016 | GEHB | 1.066 | GWHB | 1.007 | GMHB
22/11 kV Line | 1.036 | GEHL | 1.1 | GWHL | 1.035 | GMHL
LV Bus | 1.072 | GELB | 1.143 | GWLB | 1.064 | GMLB
LV Line | 1.097 | GELL | 1.329 | GWLL | 1.076 | GMLL
Site Specific DLF's
NMI | DLF CODE | DLF
3051111985 | GS06 | 1.003
3051467399 | GS86 | 1.013
3051492237 | GS89 | 1
3051526841 | GBSB | 1
3051526859 | GBSB | 1
3051526883 | GBSB | 1
3051526891 | GBSB | 1
3051745071 | GS22 | 1
3051844184 | GS84 | 1.001
3051988348 | GS90 | 1.001
3052261476 | GBSB | 1
3052303675 | GBSB | 1
QAAABW0000 | GBSB | 1
QAAABW0001 | GS51 | 1
QAAABW0002 | GS02 | 1.009
QAAABW0041 | GS62 | 1.013
QAAABX0012 | GS70 | 1
QAAABX0014 | GS69 | 1.001
QAAALV0000 | GBSB | 1
QAAALV0001 | GBSB | 1
QAAALV0002 | GBSB | 1
QAAALV0004 | GBSB | 1
QAAALX0000 | GS12 | 1.014
QAAAMR0000 | GBSB | 1
QAAAMR0001 | GS13 | 1
QAAARG0000 | GS14 | 1.004
QCCC000002 | GS18 | 1
QCCC000003 | GBSB | 1
QCCC000004 | GS19 | 1.069
QCCC000012 | GS85 | 1.096
QCCC000018 | GS83 | 1.001
QCCC000020 | GS82 | 1.009
QDDD000003 | GS21 | 1.001
QDDD000005 | GBSB | 1
QDDD000028 | GS87 | 1.007
QDDD003342 | GS88 | 1.017
QDDD003345 | GS77 | 1.009
QEMS000001 | GS64 | 1.008
QGGG000394 | GS40 | 1.095
QWAGW00066 | GS65 | 1.005
QGGG000000 | GA07 | 1.001
DLF's Embedded Generators
NMI | DLF CODE | DLF
3051393689 | GS76 | 0.939
3051532166 | GS81 | 0.991
3051745577 | GS80 | 0.998
3052323901 | GBSB | 1
3052368025 | GS96 | 0.89
3053000490 | GS92 | 1.005
QCCC001036 | GS56 | 0.981
QCCC001041 | GS67 | 0.984
QCQPW00076 | GS49 | 0.985
QDDD003206 | GS71 | 0.998
QEEE000026 | GS55 | 0.987
QEEE000050 | GS79 | 0.974
QEEE000547 | GS26 | 0.999
QFFF00000Z | GS30 | 0.95
QFFF000010 | GS29 | 0.95
QGGG000418 | GS74 | 0.998
QMKYW00147 | GBSB | 1
3052060420 | GS95 | 1
3053005598 | GS93 | 0.988
3053006353 | GS91 | 0.876
3053007186 | GS98 | 0.954
3053010873 | GA01 | 0.952
3053012322 | GA05 | 0.991
3053012323 | GA04 | 0.993

## Additional MEG NTCs
Ergon Energy Corporation Limited
2019-20 additional network tariffs for micro-embedded generating units
(includes the Queensland Government's Solar Bonus Scheme)
ADDITIONAL NETWORK TARIFF CODES FOR MICRO-EMBEDDED GENERATING UNITS (INCLUDES THE QUEENSLAND GOVERNMENT'S SOLAR BONUS SCHEME) GST Exclusive*
Network Tariff Code | Distribution Use Of System (DUOS) |  | Transmission Use Of System (TUOS) |  | ACS Meter Charges
| Fixed Charge (NDFC) | Volume Charge (NDVC) | Fixed Charge (NTFC) | Volume Charge (NTVC) | Embedded Generation Fixed Charge Capital (ACSMCC) | Embedded Generation Fixed Charge Non-Capital (ACSMNCC)
| $/day | $/kWh | $/day | $/kWh | $/day | $/day
NVG0 |  | 0 |  |  | 0.00976 | 0.02665
NVGC0 |  | 0 |  |  | 0 | 0
NVGX0 |  | 0 |  |  | 0.00976 | 0
NVGB0 |  | 0 |  |  | 0 | 0.02665
NVG1 |  | -0.44 |  |  | 0.00976 | 0.02665
NVGC1 |  | -0.44 |  |  | 0 | 0
NVGX1 |  | -0.44 |  |  | 0.00976 | 0
NVGB1 |  | -0.44 |  |  | 0 | 0.02665
NVG2 |  | 0 |  |  | 0.00976 | 0.02665
NVGC2 |  | 0 |  |  | 0 | 0
NVGX2 |  | 0 |  |  | 0.00976 | 0
NVGB2 |  | 0 |  |  | 0 | 0.02665
GVG0 |  | 0 |  |  | 0.00976 | 0.02665
GVGC0 |  | 0 |  |  | 0 | 0
GVGX0 |  | 0 |  |  | 0.00976 | 0
GVGB0 |  | 0 |  |  | 0 | 0.02665
Notes:
*GST The 44 c/kWh feed-in tariff rate includes GST (if any). As such, no amount will be added to the credit in respect of any GST payable.

## List of Network Tariff Codes
Ergon Energy Corporation Limited
2019-20 Network Tariff Codes
Standard Asset Customers
Tariff class | Tariff group | Standard Network Tariff Codes Standard network tariff rates plus ACS capital and non-capital metering charges apply. | 'C' series Network Tariff Codes Standard network tariff rates (as per equivalent standard Network Tariff Code) No ACS capital and non-capital metering charges apply. | 'X' series Network Tariff Codes Standard network tariff rates (as per equivalent standard Network Tariff Code) plus ACS capital metering charges apply. | 'B' series Network Tariff Codes Standard network tariff rates (as per equivalent standard Network Tariff Code) plus ACS non-capital metering charges apply.
Standard Asset Customer – Large (>100 MWh p.a.) – East | Demand Large | EDLTT1, EDLTT2, EDLTT3 | EDLTCT1, EDLTCT2, EDLTCT3 | EDLTXT1, EDLTXT2, EDLTXT3 | EDLTBT1, EDLTBT2, EDLTBT3
| Demand Medium | EDMTT1, EDMTT2, EDMTT3 | EDMTCT1, EDMTCT2, EDMTCT3 | EDMTXT1, EDMTXT2, EDMTXT3 | EDMTBT1, EDMTBT2, EDMTBT3
| Demand Small | EDSTT1, EDSTT2, EDSTT3 | EDSTCT1, EDSTCT2, EDSTCT3 | EDSTXT1, EDSTXT2, EDSTXT3 | EDSTBT1, EDSTBT2, EDSTBT3
| Seasonal TOU Demand | Refer to 'C' series | ESTOUDCT1, ESTOUDCT2, ESTOUDCT3 | ESTOUDXT1, ESTOUDXT2, ESTOUDXT3 | ESTOUDBT1, ESTOUDBT2, ESTOUDBT3
Standard Asset Customer – Large (>100 MWh p.a.) – West | Demand Large | WDLTT1, WDLTT2, WDLTT3 | WDLTCT1, WDLTCT2, WDLTCT3 | WDLTXT1, WDLTXT2, WDLTXT3 | WDLTBT1, WDLTBT2, WDLTBT3
| Demand Medium | WDMTT1, WDMTT2, WDMTT3 | WDMTCT1, WDMTCT2, WDMTCT3 | WDMTXT1, WDMTXT2, WDMTXT3 | WDMTBT1, WDMTBT2, WDMTBT3
| Demand Small | WDSTT1, WDSTT2, WDSTT3 | WDSTCT1, WDSTCT2, WDSTCT3 | WDSTXT1, WDSTXT2, WDSTXT3 | WDSTBT1, WDSTBT2, WDSTBT3
| Seasonal TOU Demand | Refer to 'C' series | WSTOUDCT1, WSTOUDCT2, WSTOUDCT3 | WSTOUDXT1, WSTOUDXT2, WSTOUDXT3 | WSTOUDBT1, WSTOUDBT2, WSTOUDBT3
Standard Asset Customer – Large (>100 MWh p.a.) – Mount Isa | Demand Large | MDLTT4 | MDLTCT4 | MDLTXT4 | MDLTBT4
| Demand Medium | MDMTT4 | MDMTCT4 | MDMTXT4 | MDMTBT4
| Demand Small | MDSTT4 | MDSTCT4 | MDSTXT4 | MDSTBT4
| Seasonal TOU Demand | Refer to 'C' series | MSTOUDCT4 | MSTOUDXT4 | MSTOUDBT4
Standard Asset Customer – Small (<100 MWh p.a.) – East | IBT Business | EBIBT1, EBIBT2, EBIBT3 | EBIBCT1, EBIBCT2, EBIBCT3 | EBIBXT1, EBIBXT2, EBIBXT3 | EBIBBT1, EBIBBT2, EBIBBT3
| Seasonal TOU Energy Business | EBTOUT1, EBTOUT2, EBTOUT3 | EBTOUCT1, EBTOUCT2, EBTOUCT3 | EBTOUXT1, EBTOUXT2, EBTOUXT3 | EBTOUBT1, EBTOUBT2, EBTOUBT3
| Seasonal TOU Demand Business | Refer to 'C' series | EBTOUDCT1, EBTOUDCT2, EBTOUDCT3 | EBTOUDXT1, EBTOUDXT2, EBTOUDXT3 | EBTOUDBT1, EBTOUDBT2, EBTOUDBT3
| IBT Residential | ERIBT1, ERIBT2, ERIBT3 | ERIBCT1, ERIBCT2, ERIBCT3 | ERIBXT1, ERIBXT2, ERIBXT3 | ERIBBT1, ERIBBT2, ERIBBT3
| Seasonal TOU Energy Residential | ERTOUT1, ERTOUT2, ERTOUT3 | ERTOUCT1, ERTOUCT2, ERTOUCT3 | ERTOUXT1, ERTOUXT2, ERTOUXT3 | ERTOUBT1, ERTOUBT2, ERTOUBT3
| Seasonal TOU Demand Residential | Refer to 'C' series | ERTOUDCT1, ERTOUDCT2, ERTOUDCT3 | ERTOUDXT1, ERTOUDXT2, ERTOUDXT3 | ERTOUDBT1, ERTOUDBT2, ERTOUDBT3
| Volume Controlled | EVCT1, EVCT2, EVCT3 | EVCCT1, EVCCT2, EVCCT3 | EVCXT1, EVCXT2, EVCXT3 | EVCBT1, EVCBT2, EVCBT3
| Volume Night Controlled | EVNT1, EVNT2, EVNT3 | EVNCT1, EVNCT2, EVNCT3 | EVNXT1, EVNXT2, EVNXT3 | EVNBT1, EVNBT2, EVNBT3
Standard Asset Customer – Small (<100 MWh p.a.) – West | IBT Business | WBIBT1, WBIBT2, WBIBT3 | WBIBCT1, WBIBCT2, WBIBCT3 | WBIBXT1, WBIBXT2, WBIBXT3 | WBIBBT1, WBIBBT2, WBIBBT3
| Seasonal TOU Energy Business | WBTOUT1, WBTOUT2, WBTOUT3 | WBTOUCT1, WBTOUCT2, WBTOUCT3 | WBTOUXT1, WBTOUXT2, WBTOUXT3 | WBTOUBT1, WBTOUBT2, WBTOUBT3
| Seasonal TOU Demand Business | Refer to 'C' series | WBTOUDCT1, WBTOUDCT2, WBTOUDCT3 | WBTOUDXT1, WBTOUDXT2, WBTOUDXT3 | WBTOUDBT1, WBTOUDBT2, WBTOUDBT3
| IBT Residential | WRIBT1, WRIBT2, WRIBT3 | WRIBCT1, WRIBCT2, WRIBCT3 | WRIBXT1, WRIBXT2, WRIBXT3 | WRIBBT1, WRIBBT2, WRIBBT3
| Seasonal TOU Energy Residential | WRTOUT1, WRTOUT2, WRTOUT3 | WRTOUCT1, WRTOUCT2, WRTOUCT3 | WRTOUXT1, WRTOUXT2, WRTOUXT3 | WRTOUBT1, WRTOUBT2, WRTOUBT3
| Seasonal TOU Demand Residential | Refer to 'C' series | WRTOUDCT1, WRTOUDCT2, WRTOUDCT3 | WRTOUDXT1, WRTOUDXT2, WRTOUDXT3 | WRTOUDBT1, WRTOUDBT2, WRTOUDBT3
| Volume Controlled | WVCT1, WVCT2, WVCT3 | WVCCT1, WVCCT2, WVCCT3 | WVCXT1, WVCXT2, WVCXT3 | WVCBT1, WVCBT2, WVCBT3
| Volume Night Controlled | WVNT1, WVNT2, WVNT3 | WVNCT1, WVNCT2, WVNCT3 | WVNXT1, WVNXT2, WVNXT3 | WVNBT1, WVNBT2, WVNBT3
Standard Asset Customer – Small (<100 MWh p.a.) – Mount Isa | IBT Business | MBIBT4 | MBIBCT4 | MBIBXT4 | MBIBBT4
(<100 MWh p.a.) – Mount Isa | Seasonal TOU Energy Business | MBTOUT4 | MBTOUCT4 | MBTOUXT4 | MBTOUBT4
| Seasonal TOU Demand Business | Refer to 'C' series | MBTOUDCT4 | MBTOUDXT4 | MBTOUDBT4
| IBT Residential | MRIBT4 | MRIBCT4 | MRIBXT4 | MRIBBT4
| Seasonal TOU Energy Residential | MRTOUT4 | MRTOUCT4 | MRTOUXT4 | MRTOUBT4
| Seasonal TOU Demand Residential | Refer to 'C' series | MRTOUDCT4 | MRTOUDXT4 | MRTOUDBT4
| Volume Controlled | MVCT4 | MVCCT4 | MVCXT4 | MVCBT4
| Volume Night Controlled | MVNT4 | MVNCT4 | MVNXT4 | MVNBT4
Standard Asset Customer – Unmetered – East | Volume Unmetered | EVUT1, EVUT2, EVUT3 | n/a | n/a | n/a
|  | EVUMIT1, EVUMIT2, EVUMIT3 | n/a | n/a | n/a
|  | EVUMAT1, EVUMAT2, EVUMAT3 | n/a | n/a | n/a
Standard Asset Customer – Unmetered – West | Volume Unmetered | WVUT1, WVUT2, WVUT3 | n/a | n/a | n/a
|  | WVUMIT1, WVUMIT2, WVUMIT3 | n/a | n/a | n/a
|  | WVUMAT1, WVUMAT2, WVUMAT3 | n/a | n/a | n/a
Standard Asset Customer – Unmetered – Mount Isa | Volume Unmetered | MVUT4 | n/a | n/a | n/a
|  | MVUMIT4 | n/a | n/a | n/a
|  | MVUMAT4 | n/a | n/a | n/a
Major customers
Individually Calculated Customers, Connection Asset Customers and Embedded Generators
Tariff class | Tariff | Network Tariff Codes
Individually Calculated Customer – East | ICC | EICCKA1 onwards
EICCKB1 onwards
Individually Calculated Customer – West | ICC | WICCKA1 onwards
WICCKB1 onwards
Individually Calculated Customer – Mount Isa | ICC | MICCKA1 onwards
MICCKB1 onwards
Connection Asset Customer – East | CAC 66 kV | EC66T1, EC66T2, EC66T3 ECACA15*
| CAC 33 kV | EC33T1, EC33T2, EC33T3 ECACB14*
| CAC 22/11 kV Bus | EC22BT1, EC22BT2, EC22BT3 ECACA46,* ECACA213,* ECACB3*
| CAC 22/11 kV Line | EC22LT1, EC22LT2, EC22LT3 ECACA86,* ECACA145,* ECACA199,* ECACA221*
| Seasonal TOU Demand CAC Higher Voltage (66/33 kV) | EC66TOUT1, EC66TOUT2, EC66TOUT3
| Seasonal TOU Demand CAC 22/11 kV Bus | EC22BTOUT1, EC22BTOUT2, EC22BTOUT3
| Seasonal TOU Demand CAC 22/11 kV Line | EC22LTOUT1, EC22LTOUT2, EC22LTOUT3
Connection Asset Customer – West | CAC 66 kV | WC66T1, WC66T2, WC66T3
| CAC 33 kV | WC33T1, WC33T2, WC33T3
| CAC 22/11 kV Bus | WC22BT1, WC22BT2, WC22BT3
| CAC 22/11 kV Line | WC22LT1, WC22LT2, WC22LT3
| Seasonal TOU Demand CAC Higher Voltage (66/33 kV) | WC66TOUT1, WC66TOUT2, WC66TOUT3
| Seasonal TOU Demand CAC 22/11 kV Bus | WC22BTOUT1, WC22BTOUT2, WC22BTOUT3
| Seasonal TOU Demand CAC 22/11 kV Line | WC22LTOUT1, WC22LTOUT2, WC22LTOUT3
Connection Asset Customer – Mount Isa | CAC 66 kV | MC66T4
| CAC 33 kV | MC33T4
| CAC 22/11 kV Bus | MC22BT4
| CAC 22/11 kV Line | MC22LT4
| Seasonal TOU Demand CAC Higher Voltage (66/33 kV) | MC66TOUT4
| Seasonal TOU Demand CAC 22/11 kV Bus | MC22BTOUT4
| Seasonal TOU Demand CAC 22/11 kV Line | MC22LTOUT4
Embedded Generation – East | EG | EEGA1 onwards
EEGB1 onwards
Embedded Generation – West | EG | WEGA1 onwards
WEGB1 onwards
Embedded Generation – Mount Isa | EG | MEGA1 onwards
MEGB1 onwards
* As at 29 April 2016. Special arrangements apply to Connection Asset Customers on these Network Tariff Codes. Please contact Ergon Energy.
Additional Network Tariff Codes applying to micro-embedded generating units
Standard Network Tariff Codes Standard network tariff rates plus ACS capital and non-capital metering charges apply. | 'C' series Network Tariff Codes Standard network tariff rates apply, as per equivalent standard Network Tariff Code. No ACS capital and non-capital metering charges apply. | 'X' series Network Tariff Codes Standard network tariff rates (as per equivalent standard Network Tariff Code) plus ACS capital metering charges apply. | 'B' series Network Tariff Codes Standard network tariff rates (as per equivalent standard Network Tariff Code) plus ACS non-capital metering charges apply.
NVG0 | NVGC0 | NVGX0 | NVGB0
NVG1 | NVGC1 | NVGX1 | NVGB1
NVG2 | NVGC2 | NVGX2 | NVGB2
GVG0 | GVGC0 | GVGX0 | GVGB0

## ACS Price List
Ergon Energy Corporation Limited
| 2019-20 Price List for Alternative Control Services | [5 empty] | Key: |  | These services are subject to an additional layer of price regulation at the jurisdictional level, through Schedule 8 of the Electricity Regulation 2006. Even though the national economic regulator (the AER) has approved a higher price that EECL can charge for this service, the Queensland Government has stipulated a (lower) maximum price EECL is able to charge customers in EECL's supply area for these services. |  |  |  |  | Preliminary prices as Schedule 8 prices are yet to be published
| Preliminary Draft - Prices subject to Schedule 8 maximum price caps are indicative only |  | Release 0.0 - 1 July 2017 |  | Release 0.0 - 1 July 2017 |  |  |  | These services are subject to an additional layer of price regulation at the jurisdictional level, through Schedule 8 of the Electricity Regulation 2006. Even though the national economic regulator (the AER) has approved a higher price that EECL can charge for this service, the Queensland Government has stipulated that long rural / isolated customers in EECL's supply area are only able to be charged for these services at the same rate as an urban / short rural customer. |  |  |  |  | Preliminary prices as Schedule 8 prices are yet to be published
Ref | Service | Service description | Product Codes |  |  |  | Ellipse Cost Code | Urban/short rural feeder price |  | Long rural/isolated feeder price |  | AER classification | Notes | B2B Retailer only | Form "A" Required | B2B Service Order Type
|  |  | Urban | Short rural | Long rural | Isolated |  | GST Excl | GST Incl | GST Excl | GST Incl |  |  | Customer
Fee Based and Quoted Services
Pre-Connection Services
1 | Application fee - Basic or standard connection | Services associated with assessing an application requesting a connection to be made (or altered) between Ergon Energy's network and the customer’s installation, and the preparation of a compliant basic or standard connection offer. Applies to small customers classified as a Standard Asset Customer (SAC), as per Ergon Energy's pricing proposal. | APFSAC |  |  |  | 8000 | 937.02 | 1030.72 | 937.02 | 1030.72 | Fee Based Service | Fixed fee applies | Customer | No | N/A
2 | Application fee - Basic or standard connection - Micro-embedded generators | Services associated with assessing a micro-embedded generator application requesting a connection to be made (or altered) between Ergon Energy's network and the customer’s installation, and the preparation of a compliant basic or standard connection offer. Applies to micro-embedded generators only (a subset of Standard Asset Customers, as per Ergon Energy's pricing proposal). No technical assessment required. | APFMEG |  |  |  | 8001 | 51.26 | 56.39 | 51.26 | 56.39 | Fee Based Service | Fixed fee applies | Customer | No | N/A
3 | Application fee - Basic or standard connection - Micro-embedded generators - Technical assessment required | Services associated with assessing a micro-embedded generator application requesting a connection to be made (or altered) between Ergon Energy's network and the customer’s installation, and the preparation of a compliant basic or standard connection offer. Applies to micro-embedded generators only (a subset of Standard Asset Customers, as per Ergon Energy's pricing proposal), where a technical assessment is required to be undertaken by Ergon Energy. | APFMTA |  |  |  | 8002 | 232.77 | 256.05 | 232.77 | 256.05 | Fee Based Service | Fixed fee applies | Customer | No | N/A
4 | Application fee - Real estate development connection | Services associated with assessing an application requesting a connection to be made between Ergon Energy's network and a real estate developer's installation, and the preparation of a compliant connection offer. Includes works carried out by contractors and/or Ergon Energy. | APFRED |  |  |  | 8003 | 981.08 | 1079.19 | 981.08 | 1079.19 | Fee Based Service | Fixed fee applies | Customer | No | N/A
5 | Protection and Power Quality assessment prior to connection | Evaluation of application protection design for completeness against engineering connection standard. Study of Power Quality issues including Flicker, Harmonics and DC voltage injection. | PPQA |  |  |  | 8004 | 1452.04 | 1597.24 | 1452.04 | 1597.24 | Fee Based Service | Fixed fee applies | Customer | No | N/A
40 | Application fee - Negotiated connection | Services associated with assessing an application requesting a connection to be made (or altered) between Ergon Energy's network and the customer’s installation, and the costs associated with negotiating and preparing a negotiated connection offer. Applies to small customers classified as a Standard Asset Customer (SAC), as per Ergon Energy's pricing proposal, with the exception of micro-embedded generators. | As Quoted |  |  |  | 8005 | POA |  | POA |  | Quoted Service | Price on application | Customer | No | N/A
41 | Application fee - Negotiated connection - Micro-embedded generators | Services associated with assessing a micro-embedded generator application requesting a connection to be made (or altered) between Ergon Energy's network and the customer’s installation, and the costs associated with negotiating and preparing a negotiated connection offer. Applies to micro-embedded generators only (a subset of SAC, as per Ergon Energy's pricing proposal). | As Quoted |  |  |  | 8006 | POA |  | POA |  | Quoted Service | Price on application | Customer | No | N/A
42 | Application fee - Negotiated - Major customer connection | Services associated with assessing a major customer connection application requesting a connection to be made (or altered) between Ergon Energy's network and the customer’s installation, and the costs associated with negotiating and preparing a compliant negotiated connection offer. Applies to major customers classified as an Individually Calculated Customer (ICC), Connection Asset Customer (CAC) or Embedded Generator (EG), as per Ergon Energy's pricing proposal. | As Quoted |  |  |  | 8007 | POA |  | POA |  | Quoted Service | Price on application | Customer | No | N/A
43 | Carrying out planning studies and analysis relating to connection applications | Services associated with carrying out additional planning studies and analysis on the distribution system which are reasonably required to assess a small customer or real estate development connection application. Excludes planning studies and analysis that would otherwise be required for distributor purposes or for the efficient management of the shared network. Applies to small customers classified as a Standard Asset Customer, as per Ergon Energy's pricing proposal (including micro-embedded generators), and real estate developers. | As Quoted |  |  |  | 8008 | POA |  | POA |  | Quoted Service | Price on application | Customer | No | N/A
44 | Feasibility and concept scoping, including planning and design, for major customer connections | Detailed design and advice for major customer connections for the selected (preferred) connection option. This includes shared network planning and design works incurred during the feasibility and concept scoping phases (i.e. before the connection offer has been accepted) (where applicable). | As Quoted |  |  |  | 8009 | POA |  | POA |  | Quoted Service | Price on application | Customer | No | N/A
45 | Tender process | Applies where Ergon Energy conducts a tender process on behalf of a connection applicant to procure connection services that can be provided by a third party, or where the connection applicant conducts a tender process and requires assistance from Ergon Energy | As Quoted |  |  |  | 8010 | POA |  | POA |  | Quoted Service | Price on application | Customer | No | N/A
46 | Pre-connection site inspection | Site inspection in order to determine nature of connection being sought | As Quoted |  |  |  | 8011 | POA |  | POA |  | Quoted Service | Price on application | Customer | No | N/A
47 | Provision of site-specific connection information and advice | Provision of site-specific connection advice, data and/or information on request (during the connection enquiry and/or connection application stage only). For example: - advice on project feasibility - advice on whether augmentation would likely be required - capacity information, including specific network capacity - load profiles for load flow studies - requests to review reports and designs prepared by external consultants, prior to lodgement of connection application - additional or more detailed specification and design options. Excludes information provided in planning reports/studies and project scopes. | As Quoted |  |  |  | 8012 | POA |  | POA |  | Quoted Service | Price on application | Customer | No | N/A
48 | Preparation of preliminary designs and planning reports for major customer connections, including project scopes and estimates | Initial specification and design outline for major customer connections. Includes general evaluation and advice on asset ownership options, indicative estimates of viable connection options, and recommendation on the most suitable option. | As Quoted |  |  |  | 8013 | POA |  | POA |  | Quoted Service | Price on application | Customer | No | N/A
49 | Customer build, own and operate consultation services | Provision of advice, design and specification on request to an applicant considering a build-own-operate asset ownership option for connection assets. | As Quoted |  |  |  | 8014 | POA |  | POA |  | Quoted Service | Price on application | Customer | No | N/A
50 | Detailed enquiry response fee - embedded generation | Costs associated with preparing a detailed enquiry response pursuant to Chapter 5 of the NER. Applies to any embedded generation connection applicant that submits an enquiry under the connection process set out in Chapter 5 of the NER and seeks a detailed enquiry response. | As Quoted |  |  |  | 8015 | POA |  | POA |  | Quoted Service | Price on application | Customer | No | N/A
Connection Services
6 | Temporary connection, not in permanent position - single phase metered - urban/short rural feeders | Connection of a single phase supply to a meter location that is not permanent (i.e. short term supply). Excludes work on metering equipment. | TBSSPU | TBSSPS |  |  | 8020 | 493.56 | 542.92 |  |  | Fee Based Service | Fixed fee applies. Aggregate of this service and #161-M capped to maximum specified in Schedule 8 of Electricity Regulation 2006 | B2B Retailer only | Yes | Supply Service Works (SSW) - Establish Temporary Supply
6-CF | Call out fee for temporary connection, not in permanent position - single phase metered - urban/short rural feeders | Travel time to perform a temporary connection, requested by a retailer or customer, and the service is unable to be performed due to customer/retailer fault. | CFTBSSPU | CFTBSSPS |  |  | 8021 | 123.39 | 135.73 |  |  | Fee Based Service | Fixed fee applies | B2B Retailer only | N/A | N/A
7 | Temporary connection, not in permanent position - single phase metered - long rural/isolated feeders | Connection of a single phase supply to a meter location that is not permanent (i.e. short term supply). Excludes work on metering equipment. |  |  | TBSSPL | TBSSPI | 8022 |  |  | 863.73 | 950.1 | Fee Based Service | Fixed fee applies. Aggregate of this service and #161-M capped to maximum specified in Schedule 8 of Electricity Regulation 2006 | B2B Retailer only | Yes | Supply Service Works (SSW) - Establish Temporary Supply
7-CF | Call out fee for temporary connection, not in permanent position - single phase metered - long rural/isolated feeders | Travel time to perform a temporary connection requested by a retailer or customer, and the service is unable to be performed due to customer/retailer fault. |  |  | CFTBSSPL | CFTBSSPI | 8023 |  |  | 493.56 | 542.92 | Fee Based Service | Fixed fee applies, capped to the maximum price of the associated service (to be consistent with Schedule 8 of Electricity Regulation 2006) | B2B Retailer only | N/A | N/A
8 | Temporary connection, not in permanent position - multi phase metered - urban/short rural feeders | Connection of a multi phase supply to a meter location that is not permanent (i.e. short term supply). Excludes work on metering equipment. | TBSMPU | TBSMPS |  |  | 8024 | 493.56 | 542.92 |  |  | Fee Based Service | Fixed fee applies. Aggregate of this service and #161-M capped to maximum specified in Schedule 8 of Electricity Regulation 2006 | B2B Retailer only | Yes | Supply Service Works (SSW) - Establish Temporary Supply
8-CF | Call out fee for temporary connection, not in permanent position - multi-phase metered - urban/short rural feeders | Travel time to perform a temporary connection requested by a retailer or customer, and the service is unable to be performed due to customer/retailer fault. | CFTBSMPU | CFTBSMPS |  |  | 8025 | 123.39 | 135.73 |  |  | Fee Based Service | Fixed fee applies | B2B Retailer only | N/A | N/A
9 | Temporary connection, not in permanent position - multi phase metered - long rural/isolated feeders | Connection of a multi phase supply to a meter location that is not permanent (i.e. short term supply). Excludes work on metering equipment. |  |  | TBSMPL | TBSMPI | 8026 |  |  | 863.73 | 950.1 | Fee Based Service | Fixed fee applies. Aggregate of this service and #161-M capped to maximum specified in Schedule 8 of Electricity Regulation 2006 | B2B Retailer only | Yes | Supply Service Works (SSW) - Establish Temporary Supply
9-CF | Call out fee for temporary connection, not in permanent position - multi-phase metered - long rural/isolated feeders | Travel time to perform a temporary connection requested by a retailer or customer, and the service is unable to be performed due to customer/retailer fault. |  |  | CFTBSMPL | CFTBSMPI | 8027 |  |  | 493.56 | 542.92 | Fee Based Service | Fixed fee applies, capped to the maximum price of the associated service (to be consistent with Schedule 8 of Electricity Regulation 2006) | B2B Retailer only | N/A | N/A
161-M | Work on metering equipment for temporary connection, not in permanent position - single phase or multi phase metered | Work on metering equipment undertaken by Ergon Energy to accommodate a temporary connection. Note: this service is only available for non-grid connected areas of our network (isolated feeders and the Mount Isa-Cloncurry supply network). | MTBSU | MTBSS | MTBSL | MTBSI | 8033 | 123.39 | 135.73 | 123.39 | 135.73 | Fee Based Service | Fixed fee applies. Aggregate of this service and relevant temporary connection service capped to maximum specified in Schedule 8 of Electricity Regulation 2006 | B2B Retailer only | Yes | Supply Service Works (SSW) - Establish Temporary Supply
51 | Design and construction of connection assets for major customers | Detailed design work and construction of connection assets after a connection offer has been made. Applies to major customers classified as an Individually Calculated Customer (ICC), Connection Asset Customer (CAC) or Embedded Generator (EG) as per Ergon Energy's pricing proposal. | As Quoted |  |  |  | 8028 | POA |  | POA |  | Quoted Service | Price on application | Customer | No | N/A
52 | Commissioning and energisation of major customer connections | Includes: - inspection and testing of connection assets prior to physical connection to the network - physical connection and energisation of electricity equipment to allow conveyance of electricity - administration services involved in reconciling the financials of a connection project, and processing and finalising network information and contracts in relation to a connection - generation required (if any) to supply existing customers while equipment is de-energised to allow testing and commissioning Applies to major customers classified as an Individually Calculated Customer (ICC), Connection Asset Customer (CAC) or Embedded Generator (EG) as per Ergon Energy's pricing proposal. | As Quoted |  |  |  | 8029 | POA |  | POA |  | Quoted Service | Price on application | Customer | No | N/A
53 | Design and construction for real estate developments | Detailed design work and construction for a real estate development connection after a connection offer has been made. Includes work associated with augmentation to the shared network which is directly attributable to the establishment or alteration of the real estate development connection | As Quoted |  |  |  | 8030 | POA |  | POA |  | Quoted Service | Price on application | Customer | No | N/A
54 | Commissioning and energisation of real estate development connections | Includes: - inspection and testing prior to physical connection to the network - physical connection and energisation of electricity equipment to allow conveyance of electricity - administration services involved in reconciling the financials of a connection project, and processing and finalising network information and contracts in relation to a connection - generation required (if any) to supply existing customers while equipment is de-energised to allow testing and commissioning | As Quoted |  |  |  | 8031 | POA |  | POA |  | Quoted Service | Price on application | Customer | Yes | N/A
55 | Removal of network constraint for embedded generator | Augmenting the network to remove a constraint faced by an embedded generator | As Quoted |  |  |  | 8032 | POA |  | POA |  | Quoted Service | Price on application | Customer | No | N/A
Post Connection Services
10 | Supply abolishment during business hours - urban/short rural feeders | Retailer requests Ergon Energy to abolish supply at a connection point and decommission a NMI. May be used where a property is to be demolished; supply is no longer required; an alternative connection point is to be used; or a redundant supply is to be removed. Excludes decommissioning of metering undertaken by Ergon Energy or an alternative provider. | SUPABOLU | SUPABOLS |  |  | 8040 | 308.48 | 339.33 |  |  | Fee Based Service | Fixed fee applies | B2B Retailer only | No | Supply Service Works (SSW) - Supply Abolishment
10-CF | Call out fee for supply abolishment during business hours - urban/short rural feeders | Travel time to perform a supply abolishment requested by a retailer or customer, and the service is unable to be performed due to customer/retailer fault. | CFSUPABOLU | CFSUPABOLS |  |  | 8041 | 123.39 | 135.73 |  |  | Fee Based Service | Fixed fee applies | B2B Retailer only | N/A | N/A
11 | Supply abolishment during business hours - long rural/isolated feeders | Retailer requests Ergon Energy to abolish supply at a connection point and decommission a NMI. May be used where a property is to be demolished; supply is no longer required; an alternative connection point is to be used; or a redundant supply is to be removed. Excludes decommissioning of metering undertaken by Ergon Energy or an alternative provider. |  |  | SUPABOLL | SUPABOLI | 8042 |  |  | 678.65 | 746.52 | Fee Based Service | Fixed fee applies, capped to UR/SR price as per Schedule 8 of Electricity Regulation 2006 | B2B Retailer only | No | Supply Service Works (SSW) - Supply Abolishment
11-CF | Call out fee for supply abolishment during business hours - long rural/isolated feeders | Travel time to perform a supply abolishment requested by a retailer or customer, and the service is unable to be performed due to customer/retailer fault. |  |  | CFSUPABOLL | CFSUPABOLI | 8043 |  |  | 493.56 | 542.92 | Fee Based Service | Fixed fee applies, capped to UR/SR price (to be consistent with Schedule 8 of Electricity Regulation 2006) | B2B Retailer only | N/A | N/A
162-M | Decommissioning of metering equipment for supply abolishment | Decommissioning of metering associated with a retailer request to abolish supply at a connection point. Note: this service is only available where Ergon Energy is the default Metering Co-ordinator or Responsible Person for the premises. | MSUPABOLU | MSUPABOLS | MSUPABOLL | MSUPABOLI | 8039 | 61.7 | 67.87 | 61.7 | 67.87 | Fee Based Service | Fixed fee applies, capped to UR/SR price as per Schedule 8 of Electricity Regulation 2006 | B2B Retailer only | N/A | Supply Service Works (SSW) - Supply Abolishment
12 | De-energisation during business hours - urban/short rural feeders | Retailer requests de-energisation of the customer's premises during business hours: - where the de-energisation can be performed (e.g. pole, pillar or meter) - Main switch sticker | DEENBHU | DEENBHS |  |  | 8044 | 103.39 | 113.73 |  |  | Fee Based Service | Fixed fee applies, capped to maximum specified in Schedule 8 of Electricity Regulation 2006 | B2B Retailer only | No | De-energisation
12-CF | Call out fee for de-energisation during business hours - urban/short rural feeders | Travel time to perform a de-energisation during business hours requested by a retailer or customer , and the service is unable to be performed due to customer/retailer fault. | CFDEENBHU | CFDEENBHS |  |  | 8045 | 41.1 | 45.21 |  |  | Fee Based Service | Fixed fee applies, capped to the maximum price of the associated service (to be consistent with Schedule 8 of Electricity Regulation 2006) | B2B Retailer only | N/A | N/A
13 | De-energisation during business hours - long rural/isolated feeders | Retailer requests de-energisation of the customer's premises during business hours: - where the de-energisation can be performed (e.g. pole, pillar or meter) - Main switch sticker |  |  | DEENBHL | DEENBHI | 8046 |  |  | 616.95 | 678.65 | Fee Based Service | Fixed fee applies, capped to maximum specified in Schedule 8 of Electricity Regulation 2006 | B2B Retailer only | No | De-energisation
13-CF | Call out fee for de-energisation during business hours - long rural/isolated feeders | Travel time to perform a de-energisation during business hours requested by a retailer or customer , and the service is unable to be performed due to customer/retailer fault. |  |  | CFDEENBHL | CFDEENBHI | 8047 |  |  | 493.56 | 542.92 | Fee Based Service | Fixed fee applies, capped to the maximum price of the associated service (to be consistent with Schedule 8 of Electricity Regulation 2006) | B2B Retailer only | N/A | N/A
14 | Re-energisation during business hours - urban/short rural feeders | Retailer requests re-energisation of customer's premises during business hours: - after a physical disconnection and premises requires a visual examination - following a main switch sticker | REENBHU | REENBHS |  |  | 8048 | 82.21 | 90.43 |  |  | Fee Based Service | Fixed fee applies, capped to maximum specified in Schedule 8 of Electricity Regulation 2006 | B2B Retailer only | No | Re-energisation
14-VE | Visual examination during business hours for remote re-energisation - urban/short rural feeders | Retailer or Metering Co-ordinator requests visual examination during business hours, prior to performing a remote re-energisation. | VEREENBHU | VEREENBHS |  |  | 2050 | 82.21 | 90.43 |  |  | Fee Based Service | Fixed fee applies, capped to maximum specified in Schedule 8 of Electricity Regulation 2006 | B2B Retailer only | No | Re-energisation
14-CF | Call out fee for re-energisation during business hours - urban/short rural feeders | Travel time to perform a re-energisation or visual inspection during business hours requested by a retailer or customer , and the service is unable to be performed due to customer/retailer fault. | CFREENBHU | CFREENBHS |  |  | 8049 | 41.1 | 45.21 |  |  | Fee Based Service | Fixed fee applies, capped to the maximum price of the associated service (to be consistent with Schedule 8 of Electricity Regulation 2006) | B2B Retailer only | N/A | N/A
15 | Re-energisation during business hours - long rural/isolated feeders | Retailer requests re-energisation of customer's premises during business hours: - after a physical disconnection and premises requires a visual examination - following a main switch sticker |  |  | REENBHL | REENBHI | 8050 |  |  | 575 | 632.5 | Fee Based Service | Fixed fee applies, capped to maximum specified in Schedule 8 of Electricity Regulation 2006 | B2B Retailer only | No | Re-energisation
15-VE | Visual examination during business hours for remote re-energisation - long rural/isolated feeders | Retailer or Metering Co-ordinator requests visual examination during business hours, prior to performing a remote re-energisation. |  |  | VEREENBHL | VEREENBHI | 2051 |  |  | 575 | 632.5 | Fee Based Service | Fixed fee applies, capped to maximum specified in Schedule 8 of Electricity Regulation 2006 | B2B Retailer only | No | Re-energisation
15-CF | Call out fee for re-energisation during business hours - long rural/isolated feeders | Travel time to perform a re-energisation or visual inspection during business hours requested by a retailer or customer, and the service is unable to be performed due to customer/retailer fault. |  |  | CFREENBHL | CFREENBHI | 8051 |  |  | 493.56 | 542.92 | Fee Based Service | Fixed fee applies, capped to the maximum price of the associated service (to be consistent with Schedule 8 of Electricity Regulation 2006) | B2B Retailer only | N/A | N/A
16 | Re-energisation during business hours - after de-energisation for debt - urban/short rural feeders | Retailer requests re-energisation of customer's premises during business hours where the customer was previously de-energised for non-payment of their electricity account | REDDBHU | REDDBHS |  |  | 8052 | 82.21 | 90.43 |  |  | Fee Based Service | Fixed fee applies, capped to maximum specified in Schedule 8 of Electricity Regulation 2006 | B2B Retailer only | No | Re-energisation after disconnection for non-payment
16-VE | Visual examination during business hours for remote re-energisation - after de-energisation for debt - urban/short rural feeders | Retailer or Metering Co-ordinator requests visual examination during business hours, prior to performing a remote re-energisation. Applies where the customer was previously de-energised for non-payment of their electricity account | VEREDDBHU | VEREDDBHS |  |  | 2052 | 82.21 | 90.43 |  |  | Fee Based Service | Fixed fee applies, capped to maximum specified in Schedule 8 of Electricity Regulation 2006 | B2B Retailer only | No | Re-energisation after disconnection for non-payment
16-CF | Call out fee for re-energisation during business hours - after de-energisation for debt - urban/short rural feeders | Travel time to perform a re-energisation or visual inspection during business hours requested by a retailer or customer, and the service is unable to be performed due to customer/retailer fault. | CFREDDBHU | CFREDDBHS |  |  | 8053 | 41.1 | 45.21 |  |  | Fee Based Service | Fixed fee applies | B2B Retailer only | N/A | N/A
17 | Re-energisation during business hours - after de-energisation for debt - long rural/isolated feeders | Retailer requests re-energisation of customer's premises during business hours where the customer was previously de-energised for non-payment of their electricity account |  |  | REDDBHL | REDDBHI | 8054 |  |  | 575 | 632.5 | Fee Based Service | Fixed fee applies, capped to maximum specified in Schedule 8 of Electricity Regulation 2006 | B2B Retailer only | No | Re-energisation after disconnection for non-payment
17-VE | Visual examination during business hours for remote re-energisation - after de-energisation for debt - long rural/isolated feeders | Retailer or Metering Co-ordinator requests visual examination during business hours, prior to performing a remote re-energisation. Applies where the customer was previously de-energised for non-payment of their electricity account |  |  | VEREDDBHL | VEREDDBHI | 2053 |  |  | 575 | 632.5 | Fee Based Service | Fixed fee applies, capped to maximum specified in Schedule 8 of Electricity Regulation 2006 | B2B Retailer only | No | Re-energisation after disconnection for non-payment
17-CF | Call out fee for re-energisation during business hours - after de-energisation for debt - long rural/isolated feeders | Travel time to perform a re-energisation or visual inspection during business hours requested by a retailer or customer , and the service is unable to be performed due to customer/retailer fault. |  |  | CFREDDBHL | CFREDDBHI | 8055 |  |  | 493.56 | 542.92 | Fee Based Service | Fixed fee applies, capped to the maximum price of the associated service (to be consistent with Schedule 8 of Electricity Regulation 2006) | B2B Retailer only | N/A | N/A
56 | Move point of attachment - single/multi phase | De-energisation, followed by physical dismantling then reattachment of service and re-energisation. Excludes work on metering equipment (if required). | MPOAU | MPOAS | MPOAL | MPOAI | 8056 | POA |  | POA |  | Quoted Service | Price on application | B2B Retailer only | Yes | Supply Service Works (SSW) - Supply Alteration
57 | Re-arrange connection assets at customer's request | Removal, relocation or rearrangement of connection assets at customer request. Excludes work on metering equipment (if required). | As Quoted |  |  |  | 8057 | POA |  | POA |  | Quoted Service | Price on application | B2B Retailer only | Yes | Supply Service Works (SSW) - Supply Alteration
58 | Protection and Power Quality assessment after connection | Investigation into Power Quality issues including Flicker, Harmonics and DC voltage injection. | As Quoted |  |  |  | 8058 | POA |  | POA |  | Quoted Service | Price on application | Customer | No | N/A
59 | Temporary de-energisation - no dismantling | Temporary de-energisation and re-energisation of supply at the service fuse to allow customer or contractor to work close - no dismantling of service required (i.e. no service line drop). | TEMPDEENU | TEMPDEENS | TEMPDEENL | TEMPDEENI | 8059 | POA |  | POA |  | Quoted Service | Price on application | B2B Retailer only | No | Supply Service Works (SSW) - Temporary Isolation
60 | LV Service line drop and replace - physical dismantling | Temporary de-energisation and re-energisation of supply to allow customer or contractor to work close - the service will be physically dismantled or disconnected (e.g. overhead service dropped). | LVSLDU | LVSLDS | LVSLDL | LVSLDI | 8060 | POA |  | POA |  | Quoted Service | Price on application | B2B Retailer only | No | Supply Service Works (SSW) - Temporary Isolation
61 | HV Service line drop and replace | Temporary de-energisation and re-energisation of supply to allow customer or contractor to work close - Isolate and earth | HVSLDU | HVSLDS | HVSLDL | HVSLDI | 8061 | POA |  | POA |  | Quoted Service | Price on application | B2B Retailer only | No | Supply Service Works (SSW) - Temporary Isolation
62 | Supply enhancement | For example, an upgrade from single phase to multi phase and/or increase capacity. Applies to underground and overhead service upgrades. Excludes work on metering equipment (if required) | SUPENHU | SUPENHS | SUPENHL | SUPENHI | 8062 | POA |  | POA |  | Quoted Service | Price on application | B2B Retailer only | Yes | Supply Service Works (SSW) - Supply Alteration
63 | Provision of connection services above minimum requirements | Customer requests increase in reliability or quality of supply beyond the standard, and/or above minimum regulatory requirements (e.g. reserve feeder). Excludes work on metering equipment (if required) | As Quoted |  |  |  | 8063 | POA |  | POA |  | Quoted Service | Price on application | Customer | No | N/A
64 | Upgrade from overhead to underground service | Requests to convert an existing overhead service to an underground service. Excludes work on metering equipment (if required) | As Quoted |  |  |  | 8064 | POA |  | POA |  | Quoted Service | Price on application | Customer | Yes | Supply Service Works (SSW) - Supply Alteration
65 | Rectification of illegal connections or damage to overhead or underground service cables | Repair works to re-establish a safe and legal connection due to customer or third party action. Excludes work on metering equipment (if required) | As Quoted |  |  |  | 8065 | POA |  | POA |  | Quoted Service | Price on application | Customer | No | N/A
163-M | Work on metering equipment for a post connection service, not covered by another metering service. | Work on metering equipment undertaken by Ergon Energy in conjunction with a post connection quoted service. Only applies where this work is not covered by another metering service. Note: this service is only available where Ergon Energy is the Default Metering Co-ordinator or Responsible Person for the premises. | GENMU | GENMS | GENML | GENMI | 8077 | POA |  | POA |  | Quoted Service | Price on application | Depends on activity requested | Depends on activity requested | Depends on activity requested
66 | De-energisation after business hours | Retailer requests de-energisation of the customer's premises after business hours: - where the de-energisation can be performed (e.g. pole, pillar or meter). - Main switch sticker | DEENAHU | DEENAHS | DEENAHL | DEENAHI | 8066 | POA | POA | POA | POA | Quoted Service | Fixed fee applies, capped to maximum specified in Schedule 8 of Electricity Regulation 2006 | B2B Retailer only | No | De-energisation after Business Hours
66-CF | Call out fee for de-energisations after business hours | Travel time to perform a de-energisation after business hours requested by a retailer, and the service is unable to be performed due to customer/retailer fault. | CFDEENAHU | CFDEENAHS | CFDEENAHL | CFDEENAHI | 8075 | POA | POA | POA | POA | Quoted Service | Fixed fee applies, capped to the maximum price of the associated service (to be consistent with Schedule 8 of Electricity Regulation 2006) | B2B Retailer only | N/A | N/A
67 | Re-energisation after business hours | Retailer requests re-energisation of a customer's premises after business hours: - after a physical disconnection and premises requires a visual examination - following a main switch sticker - where the customer was previously de-energised for non-payment of their electricity account | REENAHU | REENAHS | REENAHL | REENAHI | 8067 | POA | POA | POA | POA | Quoted Service | Fixed fee applies, capped to maximum specified in Schedule 8 of Electricity Regulation 2006 | B2B Retailer only | No | Re-energisation after Business Hours
67-VE | Visual examination after business hours for remote re-energisation | Retailer or Metering Co-ordinator requests visual examination during business hours, prior to performing a remote re-energisation. Applies all instances, including where the customer was previously de-energised for non-payment of their electricity account. | VEREENAHU | VEREENAHS | VEREENAHL | VEREENAHI | 8254 | POA | POA | POA | POA | Quoted Service | Fixed fee applies (to be consistent with Schedule 8 of Electricity Regulation 2006) | B2B Retailer only | No | Re-energisation after Business Hours
67-CF | Call out fee for re-energisations after business hours | Travel time to perform a re-energisation or visual examination after business hours requested by a retailer, and the service is unable to be performed due to customer/retailer fault. | CFREENAHU | CFREENAHS | CFREENAHL | CFREENAHI | 8076 | POA | POA | POA | POA | Quoted Service | Fixed fee applies (to be consistent with Schedule 8 of Electricity Regulation 2006) | B2B Retailer only | N/A | N/A
68 | Accreditation of alternative service providers - major customer connections | Accreditation of service providers that meet competency criteria. Applies to major customers classified as an Individually Calculated Customer (ICC), Connection Asset Customer (CAC) or Embedded Generator (EG) as per Ergon Energy's pricing proposal. | As Quoted |  |  |  | 8068 | POA |  | POA |  | Quoted Service | Price on application | Customer | No | N/A
18 | Accreditation of alternative service providers - real estate developments | Accreditation of service providers that meet competency criteria. Applies to real estate developments. | ASPRED |  |  |  | 8069 | 952.9 | 1048.19 | 952.9 | 1048.19 | Fee Based Service | Fixed fee applies | Customer | No | N/A
69 | Approval of third party design - major customer connections | Review, inspection and auditing of design carried out by an alternative service provider prior to energisation. Applies to major customers classified as an Individually Calculated Customer (ICC), Connection Asset Customer (CAC) or Embedded Generator (EG) as per Ergon Energy's pricing proposal. | As Quoted |  |  |  | 8070 | POA |  | POA |  | Quoted Service | Price on application | Customer | No | N/A
70 | Approval of third party design - real estate developments | Review, inspection and auditing of design carried out by an alternative service provider prior to energisation. Applies to real estate developments. | As Quoted |  |  |  | 8071 | POA |  | POA |  | Quoted Service | Price on application | Customer | No | N/A
71 | Construction audit - major customer connections | Review, inspection and auditing of construction works carried out by an alternative service provider prior to energisation. Applies to major customers classified as an Individually Calculated Customer (ICC), Connection Asset Customer (CAC) or Embedded Generator (EG) as per Ergon Energy's pricing proposal. | As Quoted |  |  |  | 8072 | POA |  | POA |  | Quoted Service | Price on application | Customer | No | N/A
72 | Construction audit - real estate developments | Review, inspection and auditing of construction works carried out by an alternative service provider prior to energisation. Applies to real estate developments. | As Quoted |  |  |  | 8073 | POA |  | POA |  | Quoted Service | Price on application | Customer | No | N/A
73 | Approval of third party materials | Certification of non-approved materials (i.e. approval of non-approved materials to be used on Ergon Energy's network). | As Quoted |  |  |  | 8074 | POA |  | POA |  | Quoted Service | Price on application | Customer | No | N/A
Ancillary Network Services
89 | Services provided in relation to a Retailer of Last Resort (ROLR) event | Services Ergon Energy provides when a ROLR event occurs | As Quoted |  |  |  | 8100 | POA |  | POA |  | Quoted Service | Price on application | N/A | No | N/A
90 | Non-standard network data requests | Customer requests provision of electricity network data requiring customised investigation, analysis or technical input (e.g. requests for pole assess information and zone substation data) | As Quoted |  |  |  | 8101 | POA |  | POA |  | Quoted Service | Price on application | Customer | No | N/A
91 | Provision of services for approved unmetered supplies | Provision of services, other than standard connection, for approved unmetered equipment, public telephones, traffic lights and public BBQs. Includes attendance on site to verify a load change, following a customer request to increase or decrease the load of a network connected unmetered supply device. | UNMTRSVCU | UNMTRSVCS | UNMTRSVCL | UNMTRSVCI | 8102 | POA |  | POA |  | Quoted Service | Price on application | Customer | Yes | N/A
92-CR | Customer ,retailer or third party requested appointments | Works initiated by a customer, retailer or third party which are not covered by another service and are not required for the efficient management of the network, or to satisfy distributor purposes or obligations. Includes, but is not limited to: - restoration of supply due to customer action - re-test at customer's installation (i.e. customer has submitted Form A and the Retailer has issued a Service Order Request, but installation fails test and cannot be connected, requiring a re-test of the installation) - safety observer - tree trimming - switching - cable bundling - checking pump size for tariff eligibility. | CUSTAPTU | CUSTAPTS | CUSTAPTL | CUSTAPTI | 8103 | POA |  | POA |  | Quoted Service | Price on application | Depends on activity requested | Depends on activity requested | Depends on activity requested
92-MC | Metering Co-ordinator requested appointments | Works initiated by a Metering Co-ordinator, which are not covered by another service and are not required for the efficient management of the network, or to satisfy distributor purposes or obligations. Includes but is not limited to: - temporary isolation of power to allow an alternative provider to work on their metering installation - restoration of supply due to fault with another provider's metering installation | MCAPTU | MCAPTS | MCAPTL | MCAPTI | 8113 | POA |  | POA |  | Quoted Service | Price on application | Depends on activity requested | Depends on activity requested | Depends on activity requested
93 | Removal/rearrangement of network assets | Removal, relocation or rearrangement of network assets (other than connection assets) at customer request, that would not otherwise have been required for the efficient management of the network. | As Quoted |  |  |  | 8108 | POA |  | POA |  | Quoted Service | Price on application | Customer | No | N/A
94 | Aerial markers | Installation of aerial markers (or Powerlink Hazard Identifiers) on service lines | As Quoted |  |  |  | 8109 | POA |  | POA |  | Quoted Service | Price on application | Customer | No | N/A
95 | Tiger tails | Installation of covers on service lines | As Quoted |  |  |  | 8110 | POA |  | POA |  | Quoted Service | Price on application | Customer | No | N/A
96 | Assessment for Non-Exporting embedded generator applications | Services associated with assessing a generator on a customer's installation which will not be exporting into the distribution system. Includes costs associated with preparing a Consent Agreement. | As Quoted |  |  |  | 8111 | POA |  | POA |  | Quoted Service | Price on application | Customer | No | N/A
97 | Witness testing | Witnessing of testing carried out at the customer's installation by the connection applicant where reasonably required or requested (e.g. as the result of the introduction of a parallel generator on a customer's installation) | As Quoted |  |  |  | 8112 | POA |  | POA |  | Quoted Service | Price on application | Customer | No | N/A
Metering Services
Meter replacements
19 | Install replacement meter (Type 5 and 6) – Single phase – urban/short rural feeder | Installation and provision during business hours of a single phase replacement meter, where allowed by regulation. Note: this service is only available in non-grid connected areas of our network (isolated feeders and feeders in Mount Isa-Cloncurry supply network). | MSNGLU | MSNGLS |  |  | 8193 | 360.87 | 396.96 |  |  | Fee Based Service | Fixed fee applies | B2B Retailer only | Depends on activity requested | Metering Service Works - Exchange Meter
19-CF | Call out fee for installation of a replacement meter (Type 5 and 6) – Single phase – urban/short rural feeder | Travel time to perform the installation of a replacement meter (Type 5 and 6) requested by a retailer or customer, and the service is unable to be performed due to customer/retailer fault. Note: Call out fees for replacement meters are only applicable in non-grid connected areas of our network (isolated feeders and feeders in Mount Isa-Cloncurry supply network) | CFMSNGLU | CFMSNGLS |  |  | 8194 | 66.91 | 73.6 |  |  | Fee Based Service | Fixed fee applies | B2B Retailer only | N/A | N/A
20 | Install replacement meter (Type 5 and 6) – Single phase – long rural/isolated feeder | Installation and provision during business hours of a single phase replacement meter, where allowed by regulation. Note: this service is only available in non-grid connected areas of our network (isolated feeders and feeders in Mount Isa-Cloncurry supply network). |  |  | MSNGLL | MSNGLI | 8195 |  |  | 559.48 | 615.43 | Fee Based Service | Fixed fee applies, capped to UR/SR price as per Schedule 8 of Electricity Regulation 2006 | B2B Retailer only | Depends on activity requested | Metering Service Works - Exchange Meter
20-CF | Call out fee for installation of a replacement meter (Type 5 and 6) – Single phase – long rural/isolated feeder | Travel time to perform the installation of a replacement meter (Type 5 and 6) requested by a retailer or customer, and the service is unable to be performed due to customer/retailer fault. Note: Call out fees for replacement meters are only applicable in non-grid connected areas of our network (isolated feeders and feeders in Mount Isa-Cloncurry supply network) |  |  | CFMSNGLL | CFMSNGLI | 8196 |  |  | 267.61 | 294.37 | Fee Based Service | Fixed fee applies, capped to UR/SR price (to be consistent with Schedule 8 of Electricity Regulation 2006) | B2B Retailer only | N/A | N/A
21 | Install replacement meter (Type 5 and 6) – Dual element – urban/short rural feeder | Installation and provision during business hours of a dual element replacement meter, where allowed by regulation. Note: this service is only available in non-grid connected areas of our network (isolated feeders and feeders in Mount Isa-Cloncurry supply network). | MDUALU | MDUALS |  |  | 8197 | 442 | 486.2 |  |  | Fee Based Service | Fixed fee applies | B2B Retailer only | Depends on activity requested | Metering Service Works - Exchange Meter
21-CF | Call out fee for installation of a replacement meter (Type 5 and 6) – Dual element – urban/short rural feeder | Travel time to perform the installation of a replacement meter (Type 5 and 6) requested by a retailer or customer, and the service is unable to be performed due to customer/retailer fault. Note: Call out fees for replacement meters are only applicable in non-grid connected areas of our network (isolated feeders and feeders in Mount Isa-Cloncurry supply network) | CFMDUALU | CFMDUALS |  |  | 8198 | 66.91 | 73.6 |  |  | Fee Based Service | Fixed fee applies | B2B Retailer only | N/A | N/A
22 | Install replacement meter (Type 5 and 6) – Dual element – long rural/isolated feeder | Installation and provision during business hours of a dual element replacement meter, where allowed by regulation. Note: this service is only available in non-grid connected areas of our network (isolated feeders and feeders in Mount Isa-Cloncurry supply network). |  |  | MDUALL | MDUALI | 8199 |  |  | 640.61 | 704.67 | Fee Based Service | Fixed fee applies, capped to UR/SR price as per Schedule 8 of Electricity Regulation 2006 | B2B Retailer only | Depends on activity requested | Metering Service Works - Exchange Meter
22-CF | Call out fee for installation of a replacement meter (Type 5 and 6) – Dual element – long rural/isolated feeder | Travel time to perform the installation of a replacement meter (Type 5 and 6) requested by a retailer or customer, and the service is unable to be performed due to customer/retailer fault. Note: Call out fees for replacement meters are only applicable in non-grid connected areas of our network (isolated feeders and feeders in Mount Isa-Cloncurry supply network) |  |  | CFMDUALL | CFMDUALI | 8200 |  |  | 267.61 | 294.37 | Fee Based Service | Fixed fee applies, capped to UR/SR price (to be consistent with Schedule 8 of Electricity Regulation 2006) | B2B Retailer only | N/A | N/A
23 | Install replacement meter (Type 5 and 6) – Polyphase – urban/short rural feeder | Installation and provision during business hours of a polyphase replacement meter, where allowed by regulation. Note: this service is only available in non-grid connected areas of our network (isolated feeders and feeders in Mount Isa-Cloncurry supply network). | MTHREU | MTHRES |  |  | 8201 | 555.58 | 611.14 |  |  | Fee Based Service | Fixed fee applies | B2B Retailer only | Depends on activity requested | Metering Service Works - Exchange Meter
23-CF | Call out fee for installation of a replacement meter (Type 5 and 6) – Polyphase – urban/short rural feeder | Travel time to perform the installation of a replacement meter requested by a retailer or customer, and the service is unable to be performed due to customer/retailer fault. Note: Call out fees for replacement meters are only applicable in non-grid connected areas of our network (isolated feeders and feeders in Mount Isa-Cloncurry supply network). | CFMTHREU | CFMTHRES |  |  | 8202 | 66.91 | 73.6 |  |  | Fee Based Service | Fixed fee applies | B2B Retailer only | N/A | N/A
24 | Install replacement meter (Type 5 and 6) – Polyphase – long rural/isolated feeder | Installation and provision during business hours of a polyphase replacement meter, where allowed by regulation. Note: this service is only available in non-grid connected areas of our network (isolated feeders and feeders in Mount Isa-Cloncurry supply network). |  |  | MTHREL | MTHREI | 8203 |  |  | 754.19 | 829.61 | Fee Based Service | Fixed fee applies, capped to UR/SR price as per Schedule 8 of Electricity Regulation 2006 | B2B Retailer only | Depends on activity requested | Metering Service Works - Exchange Meter
24-CF | Call out fee for installation of a replacement meter (Type 5 and 6) – Polyphase – long rural/isolated feeder | Travel time to perform the installation of a replacement meter requested by a retailer or customer, and the service is unable to be performed due to customer/retailer fault. Note: Call out fees for replacement meters are only applicable in non-grid connected areas of our network (isolated feeders and feeders in Mount Isa-Cloncurry supply network). |  |  | CFMTHREL | CFMTHREI | 8204 |  |  | 267.61 | 294.37 | Fee Based Service | Fixed fee applies, capped to UR/SR price (to be consistent with Schedule 8 of Electricity Regulation 2006) | B2B Retailer only | N/A | N/A
25 | Install replacement meter (CT) – urban/short rural feeder | Installation and provision during business hours of a CT replacement meter, where allowed by regulation. Note: this service is only available in non-grid connected areas of our network (isolated feeders and feeders in Mount Isa-Cloncurry supply network). | MCTU | MCTS |  |  | 8205 | 2639.47 | 2903.42 |  |  | Fee Based Service | Fixed fee applies | B2B Retailer only | Depends on activity requested | Metering Service Works - Exchange Meter
25-CF | Call out fee for installation of a replacement meter (CT) – urban/short rural feeder | Travel time to perform the installation of a replacement meter requested by a retailer or customer, and the service is unable to be performed due to customer/retailer fault. Note: Call out fees for replacement meters are only applicable in non-grid connected areas of our network (isolated feeders and feeders in Mount Isa-Cloncurry supply network). | CFMCTU | CFMCTS |  |  | 8206 | 128.02 | 140.82 |  |  | Fee Based Service | Fixed fee applies | B2B Retailer only | N/A | N/A
26 | Install replacement meter (CT) – long rural/isolated feeder | Installation and provision during business hours of a CT replacement meter, where allowed by regulation. Note: this service is only available in non-grid connected areas of our network (isolated feeders and feeders in Mount Isa-Cloncurry supply network). |  |  | MCTL | MCTI | 8207 |  |  | 3019.48 | 3321.43 | Fee Based Service | Fixed fee applies, capped to UR/SR price as per Schedule 8 of Electricity Regulation 2006 | B2B Retailer only | Depends on activity requested | Metering Service Works - Exchange Meter
26-CF | Call out fee for installation of a replacement meter (CT) – long rural/isolated feeder | Travel time to perform the installation of a replacement meter requested by a retailer or customer, and the service is unable to be performed due to customer/retailer fault. Note: Call out fees for replacement meters are only applicable in non-grid connected areas of our network (isolated feeders and feeders in Mount Isa-Cloncurry supply network) |  |  | CFMCTL | CFMCTI | 8208 |  |  | 512.05 | 563.26 | Fee Based Service | Fixed fee applies, capped to UR/SR price (to be consistent with Schedule 8 of Electricity Regulation 2006) | B2B Retailer only | N/A | N/A
New meter installations
140 | Install new meter (Type 5 and 6) – Single phase – Primary | Installation and provision of a new single phase Type 5 or 6 meter, where allowed by regulation. Applies where there is a primary metering service. Note: this service is only available in non-grid connected areas of our network (isolated feeders and feeders in Mount Isa-Cloncurry supply network). | NMSPU | NMSPS | NMSPL | NMSPI | 8172 | 360.87 | 396.96 | 559.48 | 615.43 | Fee Based Service | Fixed fee applies, capped to UR/SR price as per Schedule 8 of Electricity Regulation 2006 | B2B Retailer only | Depends on activity requested | Metering Service Works - Install Meter
141 | Install new meter (Type 5 and 6) – Single phase – Primary plus embedded generation | Installation and provision of a new single phase Type 5 or 6 meter, where allowed by regulation. Applies where there is a primary metering service plus embedded generation. Note: this service is only available in non-grid connected areas of our network (isolated feeders and feeders in Mount Isa-Cloncurry supply network). | NMSPEGU | NMSPEGS | NMSPEGL | NMSPEGI | 8173 | 360.87 | 396.96 | 559.48 | 615.43 | Fee Based Service | Fixed fee applies, capped to UR/SR price as per Schedule 8 of Electricity Regulation 2006 | B2B Retailer only | Depends on activity requested | Metering Service Works - Install Meter
142 | Install new meter (Type 5 and 6) – Dual element – Primary plus controlled load | Installation and provision of a new dual element Type 5 or 6 meter, where allowed by regulation. Applies where there is a primary metering service plus controlled load. Note: this service is only available in non-grid connected areas of our network (isolated feeders and feeders in Mount Isa-Cloncurry supply network). | NMDPCLU | NMDPCLS | NMDPCLL | NMDPCLI | 8174 | 442 | 486.2 | 640.61 | 704.67 | Fee Based Service | Fixed fee applies, capped to UR/SR price as per Schedule 8 of Electricity Regulation 2006 | B2B Retailer only | Depends on activity requested | Metering Service Works - Install Meter
143 | Install new meter (Type 5 and 6) – Dual element – Primary plus controlled load plus embedded generation | Installation and provision of a new dual element Type 5 or 6 meter, where allowed by regulation. Applies where there is a primary metering service plus controlled load plus embedded generation. Note: this service is only available in non-grid connected areas of our network (isolated feeders and feeders in Mount Isa-Cloncurry supply network). | NMDPCLEGU | NMDPCLEGS | NMDPCLEGL | NMDPCLEGI | 8175 | 442 | 486.2 | 640.61 | 704.67 | Fee Based Service | Fixed fee applies, capped to UR/SR price as per Schedule 8 of Electricity Regulation 2006 | B2B Retailer only | Depends on activity requested | Metering Service Works - Install Meter
144 | Install new meter (Type 5 and 6) – Polyphase – Primary | Installation and provision of a new polyphase Type 5 or 6 meter, where allowed by regulation. Applies where there is a primary metering service. Note: this service is only available in non-grid connected areas of our network (isolated feeders and feeders in Mount Isa-Cloncurry supply network). | NMPPU | NMPPS | NMPPL | NMPPI | 8176 | 555.58 | 611.14 | 754.19 | 829.61 | Fee Based Service | Fixed fee applies, capped to UR/SR price as per Schedule 8 of Electricity Regulation 2006 | B2B Retailer only | Depends on activity requested | Metering Service Works - Install Meter
145 | Install new meter (Type 5 and 6) – Polyphase – Primary plus embedded generation | Installation and provision of a new polyphase Type 5 or 6 meter, where allowed by regulation. Applies where there is a primary metering service plus embedded generation. Note: this service is only available in non-grid connected areas of our network (isolated feeders and feeders in Mount Isa-Cloncurry supply network). | NMPPEGU | NMPPEGS | NMPPEGL | NMPPEGI | 8177 | 555.58 | 611.14 | 754.19 | 829.61 | Fee Based Service | Fixed fee applies, capped to UR/SR price as per Schedule 8 of Electricity Regulation 2006 | B2B Retailer only | Depends on activity requested | Metering Service Works - Install Meter
146 | Install new meter (CT) – Primary | Installation and provision of a new CT meter, where allowed by regulation. Applies where there is a primary metering service. Note: this service is only available in non-grid connected areas of our network (isolated feeders and feeders in Mount Isa-Cloncurry supply network). | NMCTPU | NMCTPS | NMCTPL | NMCTPI | 8178 | 2639.47 | 2903.42 | 3019.48 | 3321.43 | Fee Based Service | Fixed fee applies, capped to UR/SR price as per Schedule 8 of Electricity Regulation 2006 | B2B Retailer only | Depends on activity requested | Metering Service Works - Install Meter
147 | Install new meter (CT) – Primary plus embedded generation | Installation and provision of a new CT meter, where allowed by regulation. Applies where there is a primary metering service plus embedded generation. Note: this service is only available in non-grid connected areas of our network (isolated feeders and feeders in Mount Isa-Cloncurry supply network). | NMCTPEGU | NMCTPEGS | NMCTPEGL | NMCTPEGI | 8179 | 2639.47 | 2903.42 | 3019.48 | 3321.43 | Fee Based Service | Fixed fee applies, capped to UR/SR price as per Schedule 8 of Electricity Regulation 2006 | B2B Retailer only | Depends on activity requested | Metering Service Works - Install Meter
148 | Install additional single phase meter for controlled load purposes | Installation and provision of an additional single phase Type 5 or 6 meter for controlled load purposes, where allowed by regulation. Note: this service is only available in non-grid connected areas of our network (isolated feeders and feeders in Mount Isa-Cloncurry supply network). | ADSPCLU | ADSPCLS | ADSPCLL | ADSPCLI | 8180 | 360.87 | 396.96 | 559.48 | 615.43 | Fee Based Service | Fixed fee applies, capped to UR/SR price as per Schedule 8 of Electricity Regulation 2006 | B2B Retailer only | Depends on activity requested | Metering Service Works - Install Meter
149 | Install additional polyphase meter for controlled load purposes | Installation and provision of an additional polyphase Type 5 or 6 meter for controlled load purposes. Note: this service is only available in non-grid connected areas of our network (isolated feeders and feeders in Mount Isa-Cloncurry supply network). | ADPPCLU | ADPPCLS | ADPPCLL | ADPPCLI | 8181 | 555.58 | 611.14 | 754.19 | 829.61 | Fee Based Service | Fixed fee applies, capped to UR/SR price as per Schedule 8 of Electricity Regulation 2006 | B2B Retailer only | Depends on activity requested | Metering Service Works - Install Meter
150 | Install additional meter (CT) for controlled load purposes | Installation and provision of an additional meter (CT) for controlled load purposes. Note: this service is only available in non-grid connected areas of our network (isolated feeders and feeders in Mount Isa-Cloncurry supply network). | ADCTCLU | ADCTCLS | ADCTCLL | ADCTCLI | 8182 | 2639.47 | 2903.42 | 3019.48 | 3321.43 | Fee Based Service | Fixed fee applies, capped to UR/SR price as per Schedule 8 of Electricity Regulation 2006 | B2B Retailer only | Depends on activity requested | Metering Service Works - Install Meter
151 | Install additional single phase meter to accommodate additional tariffs other than controlled load | Installation and provision of an additional single phase Type 5 or 6 meter to accommodate additional tariffs other than controlled load. Note: this service is only available in non-grid connected areas of our network (isolated feeders and feeders in Mount Isa-Cloncurry supply network). | ADSPATU | ADSPATS | ADSPATL | ADSPATI | 8183 | 360.87 | 396.96 | 559.48 | 615.43 | Fee Based Service | Fixed fee applies, capped to UR/SR price as per Schedule 8 of Electricity Regulation 2006 | B2B Retailer only | Depends on activity requested | Metering Service Works - Install Meter
152 | Install additional polyphase meter to accommodate additional tariffs other than controlled load | Installation and provision of an additional polyphase Type 5 or 6 meter to accommodate additional tariffs other than controlled load. Note: this service is only available in non-grid connected areas of our network (isolated feeders and feeders in Mount Isa-Cloncurry supply network). | ADPPATU | ADPPATS | ADPPATL | ADPPATI | 8184 | 555.58 | 611.14 | 754.19 | 829.61 | Fee Based Service | Fixed fee applies, capped to UR/SR price as per Schedule 8 of Electricity Regulation 2006 | B2B Retailer only | Depends on activity requested | Metering Service Works - Install Meter
153 | Install additional meter (CT) to accommodate additional tariffs other than controlled load | Installation and provision of an additional meter (CT) to accommodate additional tariffs other than controlled load. Note: this service is only available in non-grid connected areas of our network (isolated feeders and feeders in Mount Isa-Cloncurry supply network). | ADCTATU | ADCTATS | ADCTATL | ADCTATI | 8185 | 2639.47 | 2903.42 | 3019.48 | 3321.43 | Fee Based Service | Fixed fee applies, capped to UR/SR price as per Schedule 8 of Electricity Regulation 2006 | B2B Retailer only | Depends on activity requested | Metering Service Works - Install Meter
154 | Install new single phase meter to accommodate embedded generation installation | Installation and provision of a new single phase Type 5 or 6 meter to accommodate an embedded generation installation. Note: this service is only available in non-grid connected areas of our network (isolated feeders and feeders in Mount Isa-Cloncurry supply network). | NSPAEGU | NSPAEGS | NSPAEGL | NSPAEGI | 8186 | 360.87 | 396.96 | 559.48 | 615.43 | Fee Based Service | Fixed fee applies, capped to UR/SR price as per Schedule 8 of Electricity Regulation 2006 | B2B Retailer only | Depends on activity requested | Metering Service Works - Install Meter
155 | Install new polyphase meter to accommodate embedded generation installation | Installation and provision of a new polyphase Type 5 or 6 meter to accommodate an embedded generation installation. Note: this service is only available in non-grid connected areas of our network (isolated feeders and feeders in Mount Isa-Cloncurry supply network). | NPPAEGU | NPPAEGS | NPPAEGL | NPPAEGI | 8187 | 555.58 | 611.14 | 754.19 | 829.61 | Fee Based Service | Fixed fee applies, capped to UR/SR price as per Schedule 8 of Electricity Regulation 2006 | B2B Retailer only | Depends on activity requested | Metering Service Works - Install Meter
156 | Install new meter (CT) to accommodate embedded generation installation | Installation and provision of a new meter (CT) to accommodate an embedded generation installation. Note: this service is only available in non-grid connected areas of our network (isolated feeders and feeders in Mount Isa-Cloncurry supply network). | NCTAEGU | NCTAEGS | NCTAEGL | NCTAEGI | 8188 | 2639.47 | 2903.42 | 3019.48 | 3321.43 | Fee Based Service | Fixed fee applies, capped to UR/SR price as per Schedule 8 of Electricity Regulation 2006 | B2B Retailer only | Depends on activity requested | Metering Service Works - Install Meter
157-CF | Call out fee for install new meter (Type 5 and 6) - Single phase | Travel time to perform the installation of a new meter requested by a retailer or customer, and the service is unable to be performed due to customer/retailer fault. Note: Call out fees for new meters are only applicable in non-grid connected areas of our network (isolated feeders and feeders in Mount Isa-Cloncurry supply network) | CFNMSPU | CFNMSPS | CFNMSPL | CFNMSPI | 8189 | 66.91 | 73.6 | 267.61 | 294.37 | Fee Based Service | Fixed fee applies, capped to UR/SR price (to be consistent with Schedule 8 of Electricity Regulation 2006) | B2B Retailer only | N/A | N/A
158-CF | Call out fee for install new meter (Type 5 and 6) - Dual element | Travel time to perform the installation of a new meter requested by a retailer or customer, and the service is unable to be performed due to customer/retailer fault. Note: Call out fees for new meters are only applicable in non-grid connected areas of our network (isolated feeders and feeders in Mount Isa-Cloncurry supply network) | CFNMDUALU | CFNMDUALS | CFNMDUALL | CFNMDUALI | 8190 | 66.91 | 73.6 | 267.61 | 294.37 | Fee Based Service | Fixed fee applies, capped to UR/SR price (to be consistent with Schedule 8 of Electricity Regulation 2006) | B2B Retailer only | N/A | N/A
159-CF | Call out fee for install new meter (Type 5 and 6) - Polyphase | Travel time to perform the installation of a new meter requested by a retailer or customer, and the service is unable to be performed due to customer/retailer fault. Note: Call out fees for new meters are only applicable in non-grid connected areas of our network (isolated feeders and feeders in Mount Isa-Cloncurry supply network) | CFNMTHREU | CFNMTHRES | CFNMTHREL | CFNMTHREI | 8191 | 66.91 | 73.6 | 267.61 | 294.37 | Fee Based Service | Fixed fee applies, capped to UR/SR price (to be consistent with Schedule 8 of Electricity Regulation 2006) | B2B Retailer only | N/A | N/A
160-CF | Call out fee for install new meter (CT) | Travel time to perform the installation of a new meter requested by a retailer or customer, and the service is unable to be performed due to customer/retailer fault. Note: Call out fees for new meters are only applicable in non-grid connected areas of our network (isolated feeders and feeders in Mount Isa-Cloncurry supply network) | CFNMCTU | CFNMCTS | CFNMCTL | CFNMCTI | 8192 | 66.91 | 73.6 | 267.61 | 294.37 | Fee Based Service | Fixed fee applies, capped to UR/SR price (to be consistent with Schedule 8 of Electricity Regulation 2006) | B2B Retailer only | N/A | N/A
Auxiliary metering services
74 | Special meter read | Off-cycle meter read, during business hours. Does not include final meter reads which are included in Default Metering Services. Note: this service is only available where Ergon Energy is the default Metering Co-ordinator or Responsible Person for the premises. | SPMTRRDU | SPMTRRDS | SPMTRRDL | SPMTRRDI | 8080 | POA | POA | POA | POA | Quoted Service | Fixed fee applies, capped to maximum specified in Schedule 8 of Electricity Regulation 2006 | B2B Retailer only | No | Special Read Check Read
74-CF | Call out fee for special meter read | Travel time to perform a special meter read requested by a retailer, and the service is unable to be completed due to customer/retailer fault. Does not include final meter reads. | CFSPMTRRDU | CFSPMTRRDS | CFSPMTRRDL | CFSPMTRRDI | 8078 | POA | POA | POA | POA | Quoted Service | Fixed fee applies, capped to the maximum price of the associated service (to be consistent with Schedule 8 of Electricity Regulation 2006) | B2B Retailer only | N/A | N/A
75 | Meter test | Customer requested meter accuracy testing of Ergon Energy whole current Type 5 and 6 meter. Also includes meter tests by Ergon Energy for Ergon Energy meters attached to a CT. Only available where meter installed and operational. Note: this service is only available where Ergon Energy is the default Metering Co-ordinator or Responsible Person for the premises. | MTRTESTU | MTRTESTS | MTRTESTL | MTRTESTI | 8081 | POA | POA | POA | POA | Quoted Service | Fixed fee applies, capped to maximum specified in Schedule 8 of Electricity Regulation 2006 | B2B Retailer only | No | Metering Service Works (MSW) - Meter Investigation Test
75-CF | Call out fee for meter test | Travel time to perform a meter test requested by a retailer, and the service is unable to be completed due to customer/retailer fault. | CFMTRTESTU | CFMTRTESTS | CFMTRTESTL | CFMTRTESTI | 8079 | POA | POA | POA | POA | Quoted Service | Fixed fee applies, capped to the maximum price of the associated service (to be consistent with Schedule 8 of Electricity Regulation 2006) | B2B Retailer only | N/A | N/A
76 | Meter inspection and investigation on request | A request to conduct a site review of the state of the customer's metering installation without physically testing the metering equipment. Note: this service is only available where Ergon Energy is the default Metering Co-ordinator or Responsible Person for the premises. | MTRINSPU | MTRINSPS | MTRINSPL | MTRINSPI | 8082 | POA |  | POA |  | Quoted Service | Price on application | B2B Retailer only | No | Metering Service Works (MSW) - Meter Investigation Inspect
77 | Metering alteration | Meter is being relocated or meter wiring altered and requires Ergon Energy to visit site to verify the integrity of the metering equipment. Note: this service is only available where Ergon Energy is the default Metering Co-ordinator or Responsible Person for the premises. | MOVEMTRU | MOVEMTRS | MOVEMTRL | MOVEMTRI | 8083 | POA |  | POA |  | Quoted Service | Price on application | B2B Retailer only | Yes | Metering Service Works (MSW) - Move Meter
78 | Exchange meter | Like for like meter exchange on request, unless not allowed by regulation Note: this service is only available for non-grid connected areas of our network (isolated feeders and the Mount Isa-Cloncurry supply network) | MTRREPU | MTRREPS | MTRREPL | MTRREPI | 8084 | POA |  | POA |  | Quoted Service | Price on application | B2B Retailer only | No | Metering Service Works (MSW) - Exchange Meter
79 | Type 5 to 7 non-standard metering services | Provision of Type 5 to 7 metering services above minimum requirements, unless not allowed by regulation. For example: - provision, installation and maintenance of meters above minimum requirements (i.e. installation of a non-standard meter above minimum regulatory requirements on request) - provision of metering data above minimum requirements (such as urgent delivery, summarisation of metering data, historical metering data prior to the previous 2 years etc.) - provision of time of use metering data (provision of half hourly data on request if available. Collection and processing of probe read data from accumulation read interval capable meters on a one off basis.) - provision of energy pulsing output for a customer - interface to building management system Note: where a new or replacement meter is deemed to be required, Ergon Energy is only able to undertake this work in non-grid connected areas of our network (Isolated feeders and Mount Isa-Cloncurry supply network) | As Quoted |  |  |  | 8085 | POA |  | POA |  | Quoted Service | Price on application | Customer | Depends on activity requested | N/A
80 | Removal of a meter (Type 5 & 6) | Removal of a meter on request when an existing Type 5 or 6 meter remains installed at the premises. Includes – remove meter and re-commission installation; no re-wiring required. Note: this service is only available where Ergon Energy is the default Metering Co-ordinator or Responsible Person for the premises. | RMMTRU | RMMTRS | RMMTRL | RMMTRI | 8086 | POA |  | POA |  | Quoted Service | Price on application | B2B Retailer only | Yes | Metering Service Works (MSW) - Remove Meter
81 | Meter re-seal | Where the customer has caused the meter to need re-sealing (e.g. by having electrical work done on site) Note: this service is only available where Ergon Energy is the default Metering Co-ordinator or Responsible Person for the premises. | MTRSEALU | MTRSEALS | MTRSEALL | MTRSEALI | 8087 | POA |  | POA |  | Quoted Service | Price on application | B2B Retailer only | Yes | Metering Service Works (MSW) - Reseal Device
82 | Install new or replacement meter - after hours | Installation and provision after hours of a Type 5 and 6 or CT meter on or after 1 July 2015. All feeder types. Note: this service is only available in non-grid connected areas of our network (isolated feeders and feeders in Mount Isa-Cloncurry supply network). | NRMAHU | NRMAHS | NRMAHL | NRMAHI | 8088 | POA |  | POA |  | Quoted Service | Price on application | B2B Retailer only | Yes | Metering Service Works (MSW) - Install Meter
83 | Change time switch | Change to time switch setting | CHTSRAU | CHTSRAS | CHTSRAL | CHTSRAI | 8089 | POA |  | POA |  | Quoted Service | Price on application | B2B Retailer only | No | Metering Service Works (MSW) - Change Time switch
84 | Change tariff | Request to reprogram meter due to change in tariff (including adding or removing a tariff) and/or time of use setting (except for controlled load timing changes) Note: this service is only available where Ergon Energy is the default Metering Co-ordinator or Responsible Person for the premises. Where a new or replacement meter is required to support a change in tariff, Ergon Energy is only able to undertake this work in non-grid connected areas of our network (Isolated feeders and feeders in Mount Isa-Cloncurry supply network). | CHTARIFU | CHTARIFS | CHTARIFL | CHTARIFI | 8090 | POA |  | POA |  | Quoted Service | Price on application | B2B Retailer only | No | Supply Service Works (MSW) - Tariff Change
85 | Reprogram card meters | Attend and reprogram card meters to reflect retail tariffs, outside scheduled visit Note: this service is only available where Ergon Energy is the default Metering Co-ordinator or Responsible Person for the premises. | PRCDMTRU | PRCDMTRS | PRCDMTRL | PRCDMTRI | 8091 | POA |  | POA |  | Quoted Service | Price on application | B2B Retailer only | No | Metering Service Works (MSW) - Meter Reconfiguration
86 | Install metering related load control | Installation of customer load control initiated and managed via the meter Note: where a new or replacement meter is deemed to be required, Ergon Energy is only able to undertake this work in non-grid connected areas of our network (Isolated feeders and Mount Isa-Cloncurry supply network) | INMTRLDCU | INMTRLDCS | INMTRLDCL | INMTRLDCI | 8092 | POA |  | POA |  | Quoted Service | Price on application | B2B Retailer only | Yes | Metering Service Works (MSW) - Install Controlled Load
87 | Removal of load control device | Remove load control relay or time clock on request | RMLDCRLU | RMLDCRLS | RMLDCRLL | RMLDCRLI | 8093 | POA |  | POA |  | Quoted Service | Price on application | B2B Retailer only | Yes | Metering Service Works (MSW) - Remove Meter
88 | Change load control relay channel | Change load control relay channel at retailer, customer or other third party request that is not part of initial load control installation, nor part of standard asset maintenance or replacement. | CHLDCRCU | CHLDCRCS | CHLDCRCL | CHLDCRCI | 8094 | POA |  | POA |  | Quoted Service | Price on application | B2B Retailer only | No | Supply Service Works - Tariff Change
Call out fee - Final Meter Read
106-CF | Call out fee for Final Meter Read – urban/short rural feeder | Travel time to perform a Final Meter Read requested by a retailer or customer, and the service is unable to be performed due to customer/retailer fault. | CFFMTRRDU | CFFMTRRDS |  |  | 8095 | 57.6 | 63.36 |  |  | Default Metering Service | Fixed fee applies | B2B Retailer only | N/A | N/A
107-CF | Call out fee for Final Meter Read – long rural/isolated feeder | Travel time to perform a Final Meter Read requested by a retailer or customer, and the service is unable to be performed due to customer/retailer fault. |  |  | CFFMTRRDL | CFFMTRRDI | 8096 |  |  | 230.6 | 253.66 | Default Metering Service | Fixed fee applies | B2B Retailer only | N/A | N/A
Default Metering Services
100 | Primary service - Non-capital | A daily charge that recovers the operating cost of Type 5 and 6 meters. Applies to the primary metering service. | ACSMNCC |  |  |  | 8120 | 0.10716 | 0.11788 | 0.10716 | 0.11788 | Default Metering Service | Daily charge | Network Tariff Component | N/A | N/A
101 | Primary service - Capital | A daily charge that recovers the capital cost of Type 5 and 6 meters installed before 1 July 2015. Applies to the primary metering service. This daily charge applies to customers with existing connections (before 1 July 2015) and new installations (on or after 1 July 2015). It does not apply to meter replacements and additional meters required to accommodate additional tariffs other than controlled load. | ACSMCC |  |  |  | 8121 | 0.03925 | 0.04318 | 0.03925 | 0.04318 | Default Metering Service | Daily charge | Network Tariff Component | N/A | N/A
102 | Controlled load - Non-capital | A supplementary daily charge that recovers the operating cost of Type 5 and 6 meters. Applies to each secondary controlled load. | ACSMNCC |  |  |  | 8122 | 0.0394 | 0.04334 | 0.0394 | 0.04334 | Default Metering Service | Supplementary daily charge | Network Tariff Component | N/A | N/A
103 | Controlled load - Capital | A supplementary daily charge that recovers the capital cost of Type 5 and 6 meters installed before 1 July 2015. Applies to each secondary controlled load. This daily charge applies to customers with existing connections (before 1 July 2015) and new installations (on or after 1 July 2015). It does not apply to meter replacements and additional meters required to accommodate additional tariffs other than controlled load. | ACSMCC |  |  |  | 8123 | 0.01443 | 0.01587 | 0.01443 | 0.01587 | Default Metering Service | Supplementary daily charge | Network Tariff Component | N/A | N/A
104 | Embedded generation - Non-capital | A supplementary daily charge that recovers the operating cost of Type 5 and 6 meters. Applies to all types of embedded generating units (with the exception of parallel generators that do not require the installation of a new meter). | ACSMNCC |  |  |  | 8124 | 0.02665 | 0.02932 | 0.02665 | 0.02932 | Default Metering Service | Supplementary daily charge | Network Tariff Component | N/A | N/A
105 | Embedded generation - Capital | A supplementary daily charge that recovers the capital cost of Type 5 and 6 meters installed before 1 July 2015. Applies to all types of embedded generating units (with the exception of parallel generators that do not require the installation of a new meter). This daily charge applies to customers with existing connections (before 1 July 2015) and new installations (on or after 1 July 2015). It does not apply to meter replacements and additional meters required to accommodate additional tariffs other than controlled load. | ACSMCC |  |  |  | 8125 | 0.00976 | 0.01074 | 0.00976 | 0.01074 | Default Metering Service | Supplementary daily charge | Network Tariff Component | N/A | N/A
Public Lighting Services
130 | EO&O - Major | A daily charge (per light) that recovers costs related to the provision, construction and maintenance of public lighting assets (including emerging public lighting technology) owned and operated by Ergon Energy. Major public lights only. | ACSEOOMA |  |  |  | 8130 | 1.3097 | 1.4406 | 1.3097 | 1.4406 | Public Lighting Service | Daily charge, per light | Network Tariff Component | N/A | N/A
131 | EO&O - Minor | A daily charge (per light) that recovers costs related to the provision, construction and maintenance of public lighting assets (including emerging public lighting technology) owned and operated by Ergon Energy. Minor public lights only. | ACSEOOMI |  |  |  | 8131 | 0.78028 | 0.85831 | 0.78028 | 0.85831 | Public Lighting Service | Daily charge, per light | Network Tariff Component | N/A | N/A
132 | G&EO - Major | A daily charge (per light) that recovers costs related to the maintenance of public lighting assets (including emerging public lighting technology) gifted to Ergon Energy and thereafter maintained and operated by Ergon Energy. Major public lights only. | ACSGEOMA |  |  |  | 8132 | 0.52887 | 0.58176 | 0.52887 | 0.58176 | Public Lighting Service | Daily charge, per light | Network Tariff Component | N/A | N/A
133 | G&EO - Minor | A daily charge (per light) that recovers costs related to the maintenance of public lighting assets (including emerging public lighting technology) gifted to Ergon Energy and thereafter maintained and operated by Ergon Energy. Minor public lights only. | ACSGEOMI |  |  |  | 8133 | 0.34645 | 0.3811 | 0.34645 | 0.3811 | Public Lighting Service | Daily charge, per light | Network Tariff Component | N/A | N/A
Public Lighting Removal/rearrangement
98 | Removal/rearrangement of public lighting assets | Relocation, rearrangement and removal of existing public light assets and energy efficient retrofit | As Quoted |  |  |  | 8138 | POA |  | POA |  | Quoted Service | Price on application | Customer | Yes | N/A
Public Lighting Exit Fee
134 | EO&O - Major - Exit Fee | Exit fee payable (per light) when a customer requests a public light owned and operated by Ergon Energy to be scrapped before the end of its useful operational life. Major public lights only. | EOOMAEXT |  |  |  | 8134 | 1513.47 | 1664.82 | 1513.47 | 1664.82 | Public Lighting Service | Fixed fee applies, per light | B2B Retailer only | N/A | N/A
135 | EO&O - Minor - Exit Fee | Exit fee payable (per light) when a customer requests a public light owned and operated by Ergon Energy to be scrapped before the end of its useful operational life. Minor public lights only. | EOOMIEXT |  |  |  | 8135 | 914.61 | 1006.07 | 914.61 | 1006.07 | Public Lighting Service | Fixed fee applies, per light | B2B Retailer only | N/A | N/A
136 | G&EO - Major - Exit Fee | Exit fee payable (per light) when a customer requests a public light gifted to and operated by Ergon Energy to be scrapped before the end of its useful operational life. Major public lights only. | GEOMAEXT |  |  |  | 8136 | 250.43 | 275.47 | 250.43 | 275.47 | Public Lighting Service | Fixed fee applies, per light | B2B Retailer only | N/A | N/A
137 | G&EO - Minor - Exit Fee | Exit fee payable (per light) when a customer requests a public light gifted to and operated by Ergon Energy to be scrapped before the end of its useful operational life. Minor public lights only. | GEOMIEXT |  |  |  | 8137 | 212.32 | 233.55 | 212.32 | 233.55 | Public Lighting Service | Fixed fee applies, per light | B2B Retailer only | N/A | N/A
Additional Product Codes and Ellipse Cost Codes -
| Generic Call Out Fee - customer/retailer fault (quoted services only) |  | GENCF |  |  |  | 8150
| Generic Call out Fee - Metering Co-ordinator fault (quoted services only) |  | GENCFMC |  |  |  | 8152
| No Charge Product Code | [5 empty] | 8151
| ACS Isolated Feeder | [5 empty] | 3200

## ACS Tariff classes & tariffs
Ergon Energy Corporation Limited
2019-20 ACS tariffs by tariff class
Tariff class | Tariff | Product Codes
|  | Service undertaken | [5 empty] | No service undertaken due to fault of another party (Call out fee)
|  | Primary Service |  |  |  | Metering Component (MC Fee) |  | (Call out fee)
Fee based services (urban/short rural) | Application fee - Basic or standard connection | APFSAC | [9 empty] | 128
| Application fee - Basic or standard connection - Micro-embedded generators | APFMEG
| Application fee - Basic or standard connection - Micro-embedded generators - Technical assessment required | APFMTA
| Application fee - Real estate development connection | APFRED
| Protection and Power Quality assessment prior to connection | PPQA
| Temporary connection, not in permanent position - single phase metered - urban/short rural feeders | TBSSPU | TBSSPS |  |  | MTBSU | MTBSS | CFTBSSPU | CFTBSSPS
| Temporary connection, not in permanent position - multi phase metered - urban/short rural feeders | TBSMPU | TBSMPS |  |  | MTBSU | MTBSS | CFTBSMPU | CFTBSMPS
| Supply abolishment during business hours - urban/short rural feeders | SUPABOLU | SUPABOLS |  |  | MSUPABOLU | MSUPABOLS | CFSUPABOLU | CFSUPABOLS
| De-energisation during business hours - urban/short rural feeders | DEENBHU | DEENBHS |  |  |  |  | CFDEENBHU | CFDEENBHS
| Re-energisation during business hours - urban/short rural feeders | REENBHU | REENBHS |  |  |  |  | CFREENBHU | CFREENBHS
| Visual examination during business hours for remote re-energisation - urban/short rural feeders | VEREENBHU | VEREENBHS |  |  |  |  | CFREENBHU | CFREENBHS
| Re-energisation during business hours - after de-energisation for debt - urban/short rural feeders | REDDBHU | REDDBHS |  |  |  |  | CFREDDBHU | CFREDDBHS
| Visual examination during business hours for remote re-energisation - after de-energisation for debt - urban/short rural feeders | VEREDDBHU | VEREDDBHS |  |  |  |  | CFREDDBHU | CFREDDBHS
| Accreditation of alternative service providers - real estate developments | ASPRED
| Install replacement meter (Type 5 and 6) – Single phase – urban/short rural feeder | MSNGLU | MSNGLS |  |  |  |  | CFMSNGLU | CFMSNGLS
| Install replacement meter (Type 5 and 6) – Dual element – urban/short rural feeder | MDUALU | MDUALS |  |  |  |  | CFMDUALU | CFMDUALS
| Install replacement meter (Type 5 and 6) – Polyphase – urban/short rural feeder | MTHREU | MTHRES |  |  |  |  | CFMTHREU | CFMTHRES
| Install replacement meter (CT) – urban/short rural feeder | MCTU | MCTS |  |  |  |  | CFMCTU | CFMCTS
| Install new meter (Type 5 and 6) – Single phase – Primary | NMSPU | NMSPS |  |  |  |  | CFNMSPU | CFNMSPS
| Install new meter (Type 5 and 6) – Single phase – Primary plus embedded generation | NMSPEGU | NMSPEGS |  |  |  |  | CFNMSPU | CFNMSPS
| Install new meter (Type 5 and 6) – Dual element – Primary plus controlled load | NMDPCLU | NMDPCLS |  |  |  |  | CFNMDUALU | CFNMDUALS
| Install new meter (Type 5 and 6) – Dual element – Primary plus controlled load plus embedded generation | NMDPCLEGU | NMDPCLEGS |  |  |  |  | CFNMDUALU | CFNMDUALS
| Install new meter (Type 5 and 6) – Polyphase – Primary | NMPPU | NMPPS |  |  |  |  | CFNMTHREU | CFNMTHRES
| Install new meter (Type 5 and 6) – Polyphase – Primary plus embedded generation | NMPPEGU | NMPPEGS |  |  |  |  | CFNMTHREU | CFNMTHRES
| Install new meter (CT) – Primary | NMCTPU | NMCTPS |  |  |  |  | CFNMCTU | CFNMCTS
| Install new meter (CT) – Primary plus embedded generation | NMCTPEGU | NMCTPEGS |  |  |  |  | CFNMCTU | CFNMCTS
| Install additional single phase meter for controlled load purposes | ADSPCLU | ADSPCLS |  |  |  |  | CFNMSPU | CFNMSPS
| Install additional polyphase meter for controlled load purposes | ADPPCLU | ADPPCLS |  |  |  |  | CFNMTHREU | CFNMTHRES
| Install additional meter (CT) for controlled load purposes | ADCTCLU | ADCTCLS |  |  |  |  | CFNMCTU | CFNMCTS
| Install additional single phase meter to accommodate additional tariffs other than controlled load | ADSPATU | ADSPATS |  |  |  |  | CFNMSPU | CFNMSPS
| Install additional polyphase meter to accommodate additional tariffs other than controlled load | ADPPATU | ADPPATS |  |  |  |  | CFNMTHREU | CFNMTHRES
| Install additional meter (CT) to accommodate additional tariffs other than controlled load | ADCTATU | ADCTATS |  |  |  |  | CFNMCTU | CFNMCTS
| Install new single phase meter to accommodate embedded generation installation | NSPAEGU | NSPAEGS |  |  |  |  | CFNMSPU | CFNMSPS
| Install new polyphase meter to accommodate embedded generation installation | NPPAEGU | NPPAEGS |  |  |  |  | CFNMTHREU | CFNMTHRES
| Install new meter (CT) to accommodate embedded generation installation | NCTAEGU | NCTAEGS |  |  |  |  | CFNMCTU | CFNMCTS
Fee based services (long rural/isolated) | Application fee - Basic or standard connection | APFSAC | [9 empty] | 128
| Application fee - Basic or standard connection - Micro-embedded generators | APFMEG
| Application fee - Basic or standard connection - Micro-embedded generators - Technical assessment required | APFMTA
| Application fee - Real estate development connection | APFRED
| Protection and Power Quality assessment prior to connection | PPQA
| Temporary connection, not in permanent position - single phase metered - long rural/isolated feeders | TBSSPL | TBSSPI |  |  | MTBSL | MTBSI | CFTBSSPL | CFTBSSPI
| Temporary connection, not in permanent position - multi phase metered - long rural/isolated feeders | TBSMPL | TBSMPI |  |  | MTBSL | MTBSI | CFTBSMPL | CFTBSMPI
| Supply abolishment during business hours - long rural/isolated feeders | SUPABOLL | SUPABOLI |  |  | MSUPABOLL | MSUPABOLI | CFSUPABOLL | CFSUPABOLI
| De-energisation during business hours - long rural/isolated feeders | DEENBHL | DEENBHI |  |  |  |  | CFDEENBHL | CFDEENBHI
| Re-energisation during business hours - long rural/isolated feeders | REENBHL | REENBHI |  |  |  |  | CFREENBHL | CFREENBHI
| Visual examination during business hours for remote re-energisation - long rural/isolated feeders | VEREENBHL | VEREENBHI |  |  |  |  | CFREENBHL | CFREENBHI
| Re-energisation during business hours - after de-energisation for debt - long rural/isolated feeders | REDDBHL | REDDBHI |  |  |  |  | CFREDDBHL | CFREDDBHI
| Visual examination during business hours for remote re-energisation - after de-energisation for debt - long rural/isolated feeders | VEREDDBHL | VEREDDBHI |  |  |  |  | CFREDDBHL | CFREDDBHI
| Accreditation of alternative service providers - real estate developments | ASPRED
| Install replacement meter (Type 5 and 6) – Single phase – long rural/isolated feeder | MSNGLL | MSNGLI |  |  |  |  | CFMSNGLL | CFMSNGLI
| Install replacement meter (Type 5 and 6) – Dual element – long rural/isolated feeder | MDUALL | MDUALI |  |  |  |  | CFMDUALL | CFMDUALI
| Install replacement meter (Type 5 and 6) – Polyphase – long rural/isolated feeder | MTHREL | MTHREI |  |  |  |  | CFMTHREL | CFMTHREI
| Install replacement meter (CT) – long rural/isolated feeder | MCTL | MCTI |  |  |  |  | CFMCTL | CFMCTI
| Install new meter (Type 5 and 6) – Single phase – Primary | NMSPL | NMSPI |  |  |  |  | CFNMSPL | CFNMSPI
| Install new meter (Type 5 and 6) – Single phase – Primary plus embedded generation | NMSPEGL | NMSPEGI |  |  |  |  | CFNMSPL | CFNMSPI
| Install new meter (Type 5 and 6) – Dual element – Primary plus controlled load | NMDPCLL | NMDPCLI |  |  |  |  | CFNMDUALL | CFNMDUALI
| Install new meter (Type 5 and 6) – Dual element – Primary plus controlled load plus embedded generation | NMDPCLEGL | NMDPCLEGI |  |  |  |  | CFNMDUALL | CFNMDUALI
| Install new meter (Type 5 and 6) – Polyphase – Primary | NMPPL | NMPPI |  |  |  |  | CFNMTHREL | CFNMTHREI
| Install new meter (Type 5 and 6) – Polyphase – Primary plus embedded generation | NMPPEGL | NMPPEGI |  |  |  |  | CFNMTHREL | CFNMTHREI
| Install new meter (CT) – Primary | NMCTPL | NMCTPI |  |  |  |  | CFNMCTL | CFNMCTI
| Install new meter (CT) – Primary plus embedded generation | NMCTPEGL | NMCTPEGI |  |  |  |  | CFNMCTL | CFNMCTI
| Install additional single phase meter for controlled load purposes | ADSPCLL | ADSPCLI |  |  |  |  | CFNMSPL | CFNMSPI
| Install additional polyphase meter for controlled load purposes | ADPPCLL | ADPPCLI |  |  |  |  | CFNMTHREL | CFNMTHREI
| Install additional meter (CT) for controlled load purposes | ADCTCLL | ADCTCLI |  |  |  |  | CFNMCTL | CFNMCTI
| Install additional single phase meter to accommodate additional tariffs other than controlled load | ADSPATL | ADSPATI |  |  |  |  | CFNMSPL | CFNMSPI
| Install additional polyphase meter to accommodate additional tariffs other than controlled load | ADPPATL | ADPPATI |  |  |  |  | CFNMTHREL | CFNMTHREI
| Install additional meter (CT) to accommodate additional tariffs other than controlled load | ADCTATL | ADCTATI |  |  |  |  | CFNMCTL | CFNMCTI
| Install new single phase meter to accommodate embedded generation installation | NSPAEGL | NSPAEGI |  |  |  |  | CFNMSPL | CFNMSPI
| Install new polyphase meter to accommodate embedded generation installation | NPPAEGL | NPPAEGI |  |  |  |  | CFNMTHREL | CFNMTHREI
| Install new meter (CT) to accommodate embedded generation installation | NCTAEGL | NCTAEGI |  |  |  |  | CFNMCTL | CFNMCTI
Quoted Services | Application fee - Negotiated connection | As Quoted | [5 empty] | GENCF* | GENCFMC* |  |  | 157
| Application fee - Negotiated connection - Micro-embedded generators | As Quoted | [5 empty] | GENCF* | GENCFMC*
| Application fee - Negotiated - Major customer connection | As Quoted | [5 empty] | GENCF* | GENCFMC*
| Carrying out planning studies and analysis relating to connection applications | As Quoted | [5 empty] | GENCF* | GENCFMC*
| Feasibility and concept scoping, including planning and design, for major customer connections | As Quoted | [5 empty] | GENCF* | GENCFMC*
| Tender process | As Quoted | [5 empty] | GENCF* | GENCFMC*
| Pre-connection site inspection | As Quoted | [5 empty] | GENCF* | GENCFMC*
| Provision of site-specific connection information and advice | As Quoted | [5 empty] | GENCF* | GENCFMC*
| Preparation of preliminary designs and planning reports for major customer connections, including project scopes and estimates | As Quoted | [5 empty] | GENCF* | GENCFMC*
| Customer build, own and operate consultation services | As Quoted | [5 empty] | GENCF* | GENCFMC*
| Detailed enquiry response fee - embedded generation | As Quoted | [5 empty] | GENCF* | GENCFMC*
| Design and construction of connection assets for major customers | As Quoted | [5 empty] | GENCF* | GENCFMC*
| Commissioning and energisation of major customer connections | As Quoted | [5 empty] | GENCF* | GENCFMC*
| Design and construction for real estate developments | As Quoted | [5 empty] | GENCF* | GENCFMC*
| Commissioning and energisation of real estate development connections | As Quoted | [5 empty] | GENCF* | GENCFMC*
| Removal of network constraint for embedded generator | As Quoted | [5 empty] | GENCF* | GENCFMC*
| Move point of attachment - single/multi phase | MPOAU | MPOAS | MPOAL | MPOAI | GENM series or applicable Metering Service product code** |  | GENCF* | GENCFMC*
| Re-arrange connection assets at customer's request | As Quoted |  |  |  | GENM series or applicable Metering Service product code** |  | GENCF* | GENCFMC*
| Protection and Power Quality assessment after connection | As Quoted |  |  |  | GENM series or applicable Metering Service product code** |  | GENCF* | GENCFMC*
| Temporary de-energisation - no dismantling | TEMPDEENU | TEMPDEENS | TEMPDEENL | TEMPDEENI | GENM series or applicable Metering Service product code** |  | GENCF* | GENCFMC*
| LV Service line drop and replace - physical dismantling | LVSLDU | LVSLDS | LVSLDL | LVSLDI | GENM series or applicable Metering Service product code** |  | GENCF* | GENCFMC*
| HV Service line drop and replace | HVSLDU | HVSLDS | HVSLDL | HVSLDI | GENM series or applicable Metering Service product code** |  | GENCF* | GENCFMC*
| Supply enhancement | SUPENHU | SUPENHS | SUPENHL | SUPENHI | GENM series or applicable Metering Service product code** |  | GENCF* | GENCFMC*
| Provision of connection services above minimum requirements | As Quoted |  |  |  | GENM series or applicable Metering Service product code** |  | GENCF* | GENCFMC*
| Upgrade from overhead to underground service | As Quoted |  |  |  | GENM series or applicable Metering Service product code** |  | GENCF* | GENCFMC*
| Rectification of illegal connections or damage to overhead or underground service cables | As Quoted |  |  |  | GENM series or applicable Metering Service product code** |  | GENCF* | GENCFMC*
| De-energisation after business hours | DEENAHU | DEENAHS | DEENAHL | DEENAHI |  |  | CFDEENAHU | CFDEENAHS | CFDEENAHL | CFDEENAHI
| Re-energisation after business hours | REENAHU | REENAHS | REENAHL | REENAHI |  |  | CFREENAHU | CFREENAHS | CFREENAHL | CFREENAHI
| Visual examination after business hours for remote re-energisation | VEREENAHU | VEREENAHS | VEREENAHL | VEREENAHI |  |  | CFREENAHU | CFREENAHS | CFREENAHL | CFREENAHI
| Accreditation of alternative service providers - major customer connections | As Quoted | [5 empty] | GENCF* | GENCFMC*
| Approval of third party design - major customer connections | As Quoted | [5 empty] | GENCF* | GENCFMC*
| Approval of third party design - real estate developments | As Quoted | [5 empty] | GENCF* | GENCFMC*
| Construction audit - major customer connections | As Quoted | [5 empty] | GENCF* | GENCFMC*
| Construction audit - real estate developments | As Quoted | [5 empty] | GENCF* | GENCFMC*
| Approval of third party materials | As Quoted | [5 empty] | GENCF* | GENCFMC*
| Special meter read | SPMTRRDU | SPMTRRDS | SPMTRRDL | SPMTRRDI |  |  | CFSPMTRRDU | CFSPMTRRDS | CFSPMTRRDL | CFSPMTRRDI
| Meter test | MTRTESTU | MTRTESTS | MTRTESTL | MTRTESTI |  |  | CFMTRTESTU | CFMTRTESTS | CFMTRTESTL | CFMTRTESTI
| Meter inspection and investigation on request | MTRINSPU | MTRINSPS | MTRINSPL | MTRINSPI |  |  | GENCF* | GENCFMC*
| Metering alteration | MOVEMTRU | MOVEMTRS | MOVEMTRL | MOVEMTRI |  |  | GENCF* | GENCFMC*
| Exchange meter | MTRREPU | MTRREPS | MTRREPL | MTRREPI |  |  | GENCF* | GENCFMC*
| Type 5 to 7 non-standard metering services | As Quoted | [5 empty] | GENCF* | GENCFMC*
| Removal of a meter (Type 5 & 6) | RMMTRU | RMMTRS | RMMTRL | RMMTRI |  |  | GENCF* | GENCFMC*
| Meter re-seal | MTRSEALU | MTRSEALS | MTRSEALL | MTRSEALI |  |  | GENCF* | GENCFMC*
| Install new or replacement meter - after hours | NRMAHU | NRMAHS | NRMAHL | NRMAHI |  |  | GENCF* | GENCFMC*
| Change time switch | CHTSRAU | CHTSRAS | CHTSRAL | CHTSRAI |  |  | GENCF* | GENCFMC*
| Change tariff | CHTARIFU | CHTARIFS | CHTARIFL | CHTARIFI |  |  | GENCF* | GENCFMC*
| Reprogram card meters | PRCDMTRU | PRCDMTRS | PRCDMTRL | PRCDMTRI |  |  | GENCF* | GENCFMC*
| Install metering related load control | INMTRLDCU | INMTRLDCS | INMTRLDCL | INMTRLDCI |  |  | GENCF* | GENCFMC*
| Removal of load control device | RMLDCRLU | RMLDCRLS | RMLDCRLL | RMLDCRLI |  |  | GENCF* | GENCFMC*
| Change load control relay channel | CHLDCRCU | CHLDCRCS | CHLDCRCL | CHLDCRCI |  |  | GENCF* | GENCFMC*
| Services provided in relation to a Retailer of Last Resort (ROLR) event | As Quoted | [5 empty] | GENCF* | GENCFMC*
| Non-standard network data requests | As Quoted | [5 empty] | GENCF* | GENCFMC*
| Provision of services for approved unmetered supplies | UNMTRSVCU | UNMTRSVCS | UNMTRSVCL | UNMTRSVCI |  |  | GENCF* | GENCFMC*
| Customer ,retailer or third party requested appointments | CUSTAPTU | CUSTAPTS | CUSTAPTL | CUSTAPTI |  |  | GENCF* | GENCFMC*
| Metering Co-ordinator requested appointments | MCAPTU | MCAPTS | MCAPTL | MCAPTI |  |  | GENCF* | GENCFMC*
| Removal/rearrangement of network assets | As Quoted | [5 empty] | GENCF* | GENCFMC*
| Aerial markers | As Quoted | [5 empty] | GENCF* | GENCFMC*
| Tiger tails | As Quoted | [5 empty] | GENCF* | GENCFMC*
| Assessment for Non-Exporting embedded generator applications | As Quoted | [5 empty] | GENCF* | GENCFMC*
| Witness testing | As Quoted | [5 empty] | GENCF* | GENCFMC*
| Removal/rearrangement of public lighting assets | As Quoted | [5 empty] | GENCF* | GENCFMC*
Default Metering Services | Primary service - Non-capital | ACSMNCC | [9 empty] | 10
| Primary service - Capital | ACSMCC
| Controlled load - Non-capital | ACSMNCC
| Controlled load - Capital | ACSMCC
| Embedded generation - Non-capital | ACSMNCC
| Embedded generation - Capital | ACSMCC
| Call out fee for Final Meter Read – urban/short rural feeder | [6 empty] | CFFMTRRDU | CFFMTRRDS
| Call out fee for Final Meter Read – long rural/isolated feeder | [8 empty] | CFFMTRRDL | CFFMTRRDI
Public Lighting Services | EO&O - Major | ACSEOOMA | [9 empty] | 8
| EO&O - Minor | ACSEOOMI
| G&EO - Major | ACSGEOMA
| G&EO - Minor | ACSGEOMI
| EO&O - Major - Exit Fee | EOOMAEXT
| EO&O - Minor - Exit Fee | EOOMIEXT
| G&EO - Major - Exit Fee | GEOMAEXT
| G&EO - Minor - Exit Fee | GEOMIEXT
Note: | GENCF is a generic call out fee product code, which may be applied to certain Quoted Services. Call outs may not be applicable for some quoted services. | [10 empty] | 3
GENCFMC is a variation of the GENCF product code, and may be applied where the Metering Co-ordinator is identified to be at fault.
GENM is a generic metering component product code, which may be applied to certain Quoted Services (i.e. where another existing metering service doesn't apply). Product code variants include GENMU, GENMS, GENML, GENMI
434